## Document Control
Marine Infrastructure Vocabulary and Reference Designators
Version 02-00
Document Control Number 1100-00006
2016-08-26
Consortium for Ocean Leadership 1201 New York Ave NW, 4th Floor, Washington DC 20005 www.OceanLeadership.org
Version | Date | Description | Originator | ECR Number
1-00 | 2015-06-01 | Initial Baseline of OOI Marine Infrastructure Vocabulary and Reference Designators; update, reconcile, and merge 1100-00005, 3102-00008, and 4115-69744. | S. Gaul | 1300-00493
1-01 | 2015-06-12 | Implemented changes identified in CCB review on 6-1-2015 | S. Gaul | 1300-00493
1-02 | 2015-07-27 | Implemented small changes identified through system development and test. Submitted to CCB on 7-28-2015. | S. Gaul | 1300-00493
1-03 | 2015-08-01 | Implemented changes identified in review during/prior to CCB dated 2015-07-28. Incorporates changes to global profiling gliders, inductive ID inserted as sequence numbers on global flanking moorings, fixes to RSN elements missed in previous reviews, and assorted other small updates identified in system development and test. Changes are highlighted in yellow. | S. Gaul | 1300-00493
1-04 | 2015-08-14 | Cleared out the color coding that identified recent changes for the CCB review. Added "Node" in the title of column G on the Vocabulary tab to reflect common usage of that term in the team. | S. Gaul | 1300-00493
1-05 | 2015-08-14 | Actually made the changes identified in v1-04 above. | S. Gaul | 1300-00493
1-06 | 2015-08-21 | Made two changes in the vocabulary tab (highlighted yellow) that should have been included in v1-04 above. | S. Gaul | 1300-00493
1-07 | 2015-08-31 | CGSN Corrections: Sequence # changes for OSNAP instruments at Irmigner; Capture Coastal ADCP modem ID in Sequence #; Corrected Global Subsurface Mooring depths and locations; corrected DCL #s for CG and EA. | S. White
1-08 | 2015-09-11 | Add RefDes for H2 sensors on Coastal and Global Surface Moorings; updated Node and Port #s on Global Subsurface Moorings. | S. White
1-09/10 | 2015-10-17 | Assorted bug fixes. Tagged in yellow highlight. | S Gaul
1-11 | 2015-11-04 | Changed coastal surface piercing profiler ACOMM location on the mooring stack to Surface Piercing Profiler Body. | S. Gaul
Note: We need to add reference designators for platform control components. We also need to change gliders to generic …nnn numbers rather than 001-006
We need to remove the cabled surface piercing profiler from Endurance.
Replace RS01SUM2-MJ01B-00-FLOBNA101 with RS01SUM2-MJ01B-FLOBNM101 Description: Benthic Flow- "Mosquito", and RS01SUM2-MJ01B-FLOBNC101 Description: Benthic Flow- "CAT"
1-13 | 2015-12-16 | Added RSN Shore Station Tab | M. Harrington
1-14 | 2015-12-30 | Added reference designators for platform controll components for CGSN and EA Arrays | S. White
1-15 | 2016-01-15 | EA and Global ACOMM updates | S. White, J. Fram
1-16 | 2016-01-18 | Minor typo fixes; made change noted in row 15 above. Changed Endurance I207-211 from 001 to P01 for consistency with Pioneer. For EA and CP surface moorings, changed NSIF instrument depth from 5m to 7m. Changed depths of some instruments as follows: CE04OSBP - 500->580m, CE09OSSM & CE09OSPM 500->540m, CE07SHSM & CE07SHSP 80->87m, and CE06ISSM & CE06ISPP 25->29m. Changed "Buoy Tower" instrument "depths" to -3/5m to indicate they are above the water. | S. Gaul
1-17 | 2016-01-27 | Consolidate all updates and update the name/date. Ready for CCB review. Changed CE09OSSM-MFD37-01-OPTAAC000 from OPTAA-D to OPTAA-C. | S. Gaul
1-18 | 2016-03-09 | We need to resolve how to list gliders; keep the 001-006 designation or go to GL### with a note or whatever. Mike V says that RS03ASPI-PN03B-06-CAMHDA301 is incorrect and needs to be changed to RS03ASHS-PN03B-06-CAMHDA301. We need to resolve where cabled Endurance components are listed. We need to resolve whether all cabled components are listed on a single tab. Fixed errors on vocabulary sheet column A. We need to clean-up platform level lines on coastal and global tabs as suggested by Sheri; see GS tab for an example (lines 4, 57, 74, 95). | S. Gaul
1-19 | 2016-03-10 | CCB Version | S. Gaul | 1300-00527
1-20 | 2016-03-14 | Small fixes per CCB comment. Deleted ACOMM line items. Added Cabled shore station to the vocabulary tab. Split cabled Endurance into a separate tab, renamed cabled tabs to use CA rather than RSN. Deleted redundant RS03 CAMHD. Modified glider listings to use the GLnnn form and added associated notes. Assorted correction is cabled reference designators per input from Mike Harrington. | S. Gaul | 1300-00527
1-21 | 2016-03-18 | Final cleanup after the 2016-03-10 CCB. Mostly repaired entry errors and sins of omission. | S. Gaul | 1300-00527
1-22 | 2016-03-18 | Reference Designators for CPMs and DCLs on Pioneer Surface Mooring MFNs changed Node Code from "RI" to "MF". | S. Gaul | 1300-00527
1-23 | 2016-03-18 | Clean version post 3-18-16 CCB. | S. Gaul | 1300-00527
1-24 | 2016-05-12 | Assorted repairs including: line 27 on Pioneer, lines 60-70 on Papa | S. Gaul | TBD
1-25 | 2016-05-26 | Added notes on global sites referencing additional/different instruments installed in early deployments. Corrected several Endurance port assignments per Russ D and Jon F. Repaired damage done to instrument counts over time. Added controller/ENG on deep profilers. Changed AUV listing to use "nnn" serial number rather than 001/002. | S. Gaul | TBD | NOTE: Deep profiler depths are sometimes identified as "Var". These should be nominal max depth.
1-26 | 2016-06-20 | Fixed RS03ASHS-PN03B-H6-CAMHDA301. | S. Gaul | TBD
1-27 | 2016-06-29 | Added new vocabulary to Vocabulary tab and vocab look up tables. | L. Smith | TBD
1-28 | 2016-07-01 | Updated vocabulary to Vocabulary tab and vocab look up tables. | L. Smith | TBD
1-29 | 2016-07-01 | Changed format for AUV ref des. | S. Gaul | TBD
1-30 | 2016-07-19 | Incorporated cabled array updates from Chuck McGuire. Added tab for 1100-00005 which will be retired once this document is complete and incorporates the current vocabulary lists. | S. Gaul | TBD
1-31 | 2016-07-25 | Incorporated RS03ASHS-PN03B-06-CAMHDA301 fix from Chuck McGuire. | S. Gaul | TBD
1-32 | 2016-07-27 | Added CE09OSPM-SBS01-01-MOPAK0000 per Dave Penn and Jon Fram. Incorporated updated vocabulary tabs from Leslie Smith. Added CE09OSPM-SBS01-01-MOPAK0000 to vocabulary tab. | S. Gaul | 1300-00544
1-33/34 | 2016-08-24 | Fixed misspelling in vocabulary tabs ("Global Profilering Glider 565" identified by Leslie S) and CE09OSSM error (identified by Vardaro). Fixed RS03ASHS-PN03B-06-CAMHDA301 error (identified by Chuck M). Changed global profiling glider depth listings from 1000m to 200m (per Sheri W). | S. Gaul, M. Vardaro | 1300-00544 | Changes since v32 are highlighted yellow.
1-35 | 2016-08-26 | Fixed the following from Chuck McGuire: "CA Axial Seamount sheet: row 53 on ver 1-34-1 column p should read “wet mate to primary node”" | S. Gaul, C. McGuire | 1300-00544
2-00 | 2016-08-26 | Clean version pose CCB 1300-00544 | S. Gaul | 1300-00544

## Vocabulary
Reference Designator | TOC L1 | TOC L2 | TOC L3 | TOC L4 | Manufacturer | Model
GS01SUMO | Global Southern Ocean | Apex Surface Mooring
GS01SUMO-SBC11 | Global Southern Ocean | Apex Surface Mooring | Surface Buoy
GS01SUMO-SBC11-00-CPMENG000 | Global Southern Ocean | Apex Surface Mooring | Surface Buoy | Platform Controller | WHOI | Communications and Power Manager
GS01SUMO-SBD11-00-DCLENG000 | Global Southern Ocean | Apex Surface Mooring | Surface Buoy | Data Concentrator Logger (DCL) | WHOI | Data Concentrator Logger
GS01SUMO-SBD12-00-DCLENG000 | Global Southern Ocean | Apex Surface Mooring | Surface Buoy | Data Concentrator Logger (DCL) | WHOI | Data Concentrator Logger
GS01SUMO-SBD11-01-MOPAK0000 | Global Southern Ocean | Apex Surface Mooring | Surface Buoy | 3-Axis Motion Pack | MicroStrain | 3DM-GX3-25
GS01SUMO-SBD11-03-HYDGN0000 | Global Southern Ocean | Apex Surface Mooring | Surface Buoy | Hydrogen Sensor | RKI Instruments | M2A transmitters
GS01SUMO-SBD11-04-DOSTAD000 | Global Southern Ocean | Apex Surface Mooring | Surface Buoy | Dissolved Oxygen | Aanderaa | Optode 4831
GS01SUMO-SBD11-05-SPKIRB000 | Global Southern Ocean | Apex Surface Mooring | Surface Buoy | Spectral Irradiance | Satlantic | OCR507 ICSW
GS01SUMO-SBD11-06-METBKA000 | Global Southern Ocean | Apex Surface Mooring | Surface Buoy | Bulk Meteorology Instrument Package | Star Engineering | ASIMET
GS01SUMO-SBD11-08-NUTNRB000 | Global Southern Ocean | Apex Surface Mooring | Surface Buoy | Nitrate | Satlantic | ISUS
GS01SUMO-SBD12 | Global Southern Ocean | Apex Surface Mooring | Surface Buoy
GS01SUMO-SBD12-01-OPTAAD000 | Global Southern Ocean | Apex Surface Mooring | Surface Buoy | Spectrophotometer | WET Labs | AC-S
GS01SUMO-SBD12-02-FLORTD000 | Global Southern Ocean | Apex Surface Mooring | Surface Buoy | 3-Wavelength Fluorometer | WET Labs | ECO Triplet-w
GS01SUMO-SBD12-03-HYDGN0000 | Global Southern Ocean | Apex Surface Mooring | Surface Buoy | Hydrogen Sensor | RKI Instruments | M2A transmitters
GS01SUMO-SBD12-04-PCO2AA000 | Global Southern Ocean | Apex Surface Mooring | Surface Buoy | pCO2 Air-Sea | Pro-Oceanus | pCO2-pro
GS01SUMO-SBD12-05-WAVSSA000 | Global Southern Ocean | Apex Surface Mooring | Surface Buoy | Surface Wave Spectra | Axys Technologies | TRIAXYS
GS01SUMO-SBD12-06-METBKA000 | Global Southern Ocean | Apex Surface Mooring | Surface Buoy | Bulk Meteorology Instrument Package | Star Engineering | ASIMET
GS01SUMO-SBD12-08-FDCHPA000 | Global Southern Ocean | Apex Surface Mooring | Surface Buoy | Direct Covariance Flux | WHOI | DCFS
GS01SUMO-RID16 | Global Southern Ocean | Apex Surface Mooring | Near Surface Instrument Frame
GS01SUMO-RID16-00-DCLENG000 | Global Southern Ocean | Apex Surface Mooring | Near Surface Instrument Frame | Data Concentrator Logger (DCL) | WHOI | Data Concentrator Logger
GS01SUMO-RID16-01-OPTAAD000 | Global Southern Ocean | Apex Surface Mooring | Near Surface Instrument Frame | Spectrophotometer | WET Labs | AC-S
GS01SUMO-RID16-02-FLORTD000 | Global Southern Ocean | Apex Surface Mooring | Near Surface Instrument Frame | 3-Wavelength Fluorometer | WET Labs | ECO Triplet-w
GS01SUMO-RID16-03-CTDBPF000 | Global Southern Ocean | Apex Surface Mooring | Near Surface Instrument Frame | CTD | Sea-Bird | SBE 16plusV2
GS01SUMO-RID16-06-DOSTAD000 | Global Southern Ocean | Apex Surface Mooring | Near Surface Instrument Frame | Dissolved Oxygen | Aanderaa | Optode 4831
GS01SUMO-RID16-04-VELPTA000 | Global Southern Ocean | Apex Surface Mooring | Near Surface Instrument Frame | Single Point Velocity Meter | Nortek | Aquadopp 300m
GS01SUMO-RID16-05-PCO2WB000 | Global Southern Ocean | Apex Surface Mooring | Near Surface Instrument Frame | pCO2 Water | Sunburst | SAMI-pCO2
GS01SUMO-RID16-07-NUTNRB000 | Global Southern Ocean | Apex Surface Mooring | Near Surface Instrument Frame | Nitrate | Satlantic | ISUS
GS01SUMO-RID16-08-SPKIRB000 | Global Southern Ocean | Apex Surface Mooring | Near Surface Instrument Frame | Spectral Irradiance | Satlantic | OCR507 ICSW
GS01SUMO-RII11 | Global Southern Ocean | Apex Surface Mooring | Mooring Riser
GS01SUMO-RII11-02-CTDMOQ011 | Global Southern Ocean | Apex Surface Mooring | Mooring Riser | CTD (20 m) | Sea-Bird | SBE 37IM
GS01SUMO-RII11-02-PHSENE041 | Global Southern Ocean | Apex Surface Mooring | Mooring Riser | Seawater pH (20 m) | Sunburst | SAMI-pH- inductive
GS01SUMO-RII11-02-CTDBPP031 | Global Southern Ocean | Apex Surface Mooring | Mooring Riser | CTD (40m) | Sea-Bird | SBE 16plus-IM V2
GS01SUMO-RII11-02-DOSTAD031 | Global Southern Ocean | Apex Surface Mooring | Mooring Riser | Dissolved Oxygen (40m) | Aanderaa | Optode 4831
GS01SUMO-RII11-02-FLORDG031 | Global Southern Ocean | Apex Surface Mooring | Mooring Riser | 2-Wavelength Fluorometer (40m) | WET Labs | ECO FLBB-SB
GS01SUMO-RII11-02-PCO2WC051 | Global Southern Ocean | Apex Surface Mooring | Mooring Riser | pCO2 Water (40m) | Sunburst | SAMI-pCO2 - inductive
GS01SUMO-RII11-02-CTDMOQ012 | Global Southern Ocean | Apex Surface Mooring | Mooring Riser | CTD (60 m) | Sea-Bird | SBE 37IM
GS01SUMO-RII11-02-CTDBPP032 | Global Southern Ocean | Apex Surface Mooring | Mooring Riser | CTD (80 m) | Sea-Bird | SBE 16plus-IM V2
GS01SUMO-RII11-02-DOSTAD032 | Global Southern Ocean | Apex Surface Mooring | Mooring Riser | Dissolved Oxygen (80 m) | Aanderaa | Optode 4831
GS01SUMO-RII11-02-FLORDG032 | Global Southern Ocean | Apex Surface Mooring | Mooring Riser | 2-Wavelength Fluorometer (80 m) | WET Labs | ECO FLBB-SB
GS01SUMO-RII11-02-PCO2WC052 | Global Southern Ocean | Apex Surface Mooring | Mooring Riser | pCO2 Water (80 m) | Sunburst | SAMI-pCO2 - inductive
GS01SUMO-RII11-02-CTDMOQ013 | Global Southern Ocean | Apex Surface Mooring | Mooring Riser | CTD (100 m) | Sea-Bird | SBE 37IM
GS01SUMO-RII11-02-PHSENE042 | Global Southern Ocean | Apex Surface Mooring | Mooring Riser | Seawater pH (100 m) | Sunburst | SAMI-pH- inductive
GS01SUMO-RII11-02-CTDBPP033 | Global Southern Ocean | Apex Surface Mooring | Mooring Riser | CTD (130 m) | Sea-Bird | SBE 16plus-IM V2
GS01SUMO-RII11-02-DOSTAD033 | Global Southern Ocean | Apex Surface Mooring | Mooring Riser | Dissolved Oxygen (130 m) | Aanderaa | Optode 4831
GS01SUMO-RII11-02-FLORDG033 | Global Southern Ocean | Apex Surface Mooring | Mooring Riser | 2-Wavelength Fluorometer (130 m) | WET Labs | ECO FLBB-SB
GS01SUMO-RII11-02-PCO2WC053 | Global Southern Ocean | Apex Surface Mooring | Mooring Riser | pCO2 Water (130 m) | Sunburst | SAMI-pCO2 - inductive
GS01SUMO-RII11-02-CTDMOQ014 | Global Southern Ocean | Apex Surface Mooring | Mooring Riser | CTD (180 m) | Sea-Bird | SBE 37IM
GS01SUMO-RII11-02-CTDMOQ015 | Global Southern Ocean | Apex Surface Mooring | Mooring Riser | CTD (250 m) | Sea-Bird | SBE 37IM
GS01SUMO-RII11-02-CTDMOQ016 | Global Southern Ocean | Apex Surface Mooring | Mooring Riser | CTD (350 m) | Sea-Bird | SBE 37IM
GS01SUMO-RII11-02-ADCPSN010 | Global Southern Ocean | Apex Surface Mooring | Mooring Riser | Velocity Profiler (75 kHz) | Teledyne RDI | WorkHorse LongRanger Sentinel 75khz - inductive
GS01SUMO-RII11-02-CTDMOQ017 | Global Southern Ocean | Apex Surface Mooring | Mooring Riser | CTD (500 m) | Sea-Bird | SBE 37IM
GS01SUMO-RII11-02-CTDMOR018 | Global Southern Ocean | Apex Surface Mooring | Mooring Riser | CTD (750 m) | Sea-Bird | SBE 37IM
GS01SUMO-RII11-02-CTDMOR019 | Global Southern Ocean | Apex Surface Mooring | Mooring Riser | CTD (1000 m) | Sea-Bird | SBE 37IM
GS01SUMO-RII11-02-CTDMOR020 | Global Southern Ocean | Apex Surface Mooring | Mooring Riser | CTD (1500 m) | Sea-Bird | SBE 37IM
GS01SUMO-RII11-02-CTDMOQ031 | Global Southern Ocean | Apex Surface Mooring | Mooring Riser | CTD (40 m) | Sea-Bird | SBE 37IM
GS01SUMO-RII11-02-CTDMOQ033 | Global Southern Ocean | Apex Surface Mooring | Mooring Riser | CTD (130 m) | Sea-Bird | SBE 37IM
GS02HYPM | Global Southern Ocean | Apex Profiler Mooring
GS02HYPM-WFP02 | Global Southern Ocean | Apex Profiler Mooring | Wire-Following Profiler Upper
GS02HYPM-WFP02-00-WFPENG000 | Global Southern Ocean | Apex Profiler Mooring | Wire-Following Profiler Upper | Profiler Controller | McLane | MMP
GS02HYPM-WFP02-01-FLORDL000 | Global Southern Ocean | Apex Profiler Mooring | Wire-Following Profiler Upper | 2-Wavelength Fluorometer | WET Labs | FLBBRTD
GS02HYPM-WFP02-03-DOSTAL000 | Global Southern Ocean | Apex Profiler Mooring | Wire-Following Profiler Upper | Dissolved Oxygen | Aanderaa | Optode 4330
GS02HYPM-WFP02-04-CTDPFL000 | Global Southern Ocean | Apex Profiler Mooring | Wire-Following Profiler Upper | CTD | Sea-Bird | SBE 52MP
GS02HYPM-WFP02-05-VEL3DL000 | Global Southern Ocean | Apex Profiler Mooring | Wire-Following Profiler Upper | 3-D Single Point Velocity Meter | Falmouth Scientific | ACM-Plus
GS02HYPM-WFP03 | Global Southern Ocean | Apex Profiler Mooring | Wire-Following Profiler Lower
GS02HYPM-WFP03-00-WFPENG000 | Global Southern Ocean | Apex Profiler Mooring | Wire-Following Profiler Lower | Profiler Controller | McLane | MMP
GS02HYPM-WFP03-01-FLORDL000 | Global Southern Ocean | Apex Profiler Mooring | Wire-Following Profiler Lower | 2-Wavelength Fluorometer | WET Labs | FLBBRTD
GS02HYPM-WFP03-03-DOSTAL000 | Global Southern Ocean | Apex Profiler Mooring | Wire-Following Profiler Lower | Dissolved Oxygen | Aanderaa | Optode 4330
GS02HYPM-WFP03-04-CTDPFL000 | Global Southern Ocean | Apex Profiler Mooring | Wire-Following Profiler Lower | CTD | Sea-Bird | SBE 52MP
GS02HYPM-WFP03-05-VEL3DL000 | Global Southern Ocean | Apex Profiler Mooring | Wire-Following Profiler Lower | 3-D Single Point Velocity Meter | Falmouth Scientific | ACM-Plus
GS02HYPM-MPM01 | Global Southern Ocean | Apex Profiler Mooring | Mooring Riser
GS02HYPM-MPM01-02-ZPLSGA009 | Global Southern Ocean | Apex Profiler Mooring | Mooring Riser | Bio-acoustic Sonar (Global) | ASL Environmental Sciences | AZFP
GS02HYPM-MPM01-02-ZPLSGA010 | Global Southern Ocean | Apex Profiler Mooring | Mooring Riser | Bio-acoustic Sonar (Global) | ASL Environmental Sciences | AZFP
GS02HYPM-RIM01 | Global Southern Ocean | Apex Profiler Mooring | Mooring Riser
GS02HYPM-RIM01-02-CTDMOG039 | Global Southern Ocean | Apex Profiler Mooring | Mooring Riser | CTD | Sea-Bird | SBE 37IM
GS02HYPM-RIM01-00-SIOENG000 | Global Southern Ocean | Apex Profiler Mooring | Mooring Riser | Platform Controller | SIO | Subsurface mooring controller
GS03FLMA | Global Southern Ocean | Flanking Subsurface Mooring A
GS03FLMA-RIS01 | Global Southern Ocean | Flanking Subsurface Mooring A | Mooring Riser
GS03FLMA-RIS01-00-SIOENG000 | Global Southern Ocean | Flanking Subsurface Mooring A | Mooring Riser | Platform Controller | SIO | Subsurface mooring controller
GS03FLMA-RIS01-05-FLORTD000 | Global Southern Ocean | Flanking Subsurface Mooring A | Mooring Riser | 3-Wavelength Fluorometer | WET Labs | ECO Triplet-w
GS03FLMA-RIS01-04-PHSENF000 | Global Southern Ocean | Flanking Subsurface Mooring A | Mooring Riser | Seawater pH | Sunburst | SAMI-pH
GS03FLMA-RIS01-03-DOSTAD000 | Global Southern Ocean | Flanking Subsurface Mooring A | Mooring Riser | Dissolved Oxygen | Aanderaa | Optode 4831
GS03FLMA-RIM01 | Global Southern Ocean | Flanking Subsurface Mooring A | Mooring Riser
GS03FLMA-RIM01-02-ADCPSL003 | Global Southern Ocean | Flanking Subsurface Mooring A | Mooring Riser | Velocity Profiler (75 kHz) | Teledyne RDI | WorkHorse LongRanger Sentinel 75khz - inductive
GS03FLMA-RIM01-02-CTDMOG040 | Global Southern Ocean | Flanking Subsurface Mooring A | Mooring Riser | CTD (30 m) | Sea-Bird | SBE 37IM
GS03FLMA-RIM01-02-CTDMOG041 | Global Southern Ocean | Flanking Subsurface Mooring A | Mooring Riser | CTD (40 m) | Sea-Bird | SBE 37IM
GS03FLMA-RIM01-02-CTDMOG042 | Global Southern Ocean | Flanking Subsurface Mooring A | Mooring Riser | CTD (60 m) | Sea-Bird | SBE 37IM
GS03FLMA-RIM01-02-CTDMOG043 | Global Southern Ocean | Flanking Subsurface Mooring A | Mooring Riser | CTD (90 m) | Sea-Bird | SBE 37IM
GS03FLMA-RIM01-02-CTDMOG044 | Global Southern Ocean | Flanking Subsurface Mooring A | Mooring Riser | CTD (130 m) | Sea-Bird | SBE 37IM
GS03FLMA-RIM01-02-CTDMOG045 | Global Southern Ocean | Flanking Subsurface Mooring A | Mooring Riser | CTD (180 m) | Sea-Bird | SBE 37IM
GS03FLMA-RIM01-02-CTDMOG046 | Global Southern Ocean | Flanking Subsurface Mooring A | Mooring Riser | CTD (250 m) | Sea-Bird | SBE 37IM
GS03FLMA-RIM01-02-CTDMOG047 | Global Southern Ocean | Flanking Subsurface Mooring A | Mooring Riser | CTD (350 m) | Sea-Bird | SBE 37IM
GS03FLMA-RIM01-02-CTDMOG048 | Global Southern Ocean | Flanking Subsurface Mooring A | Mooring Riser | CTD (500 m) | Sea-Bird | SBE 37IM
GS03FLMA-RIM01-02-CTDMOH049 | Global Southern Ocean | Flanking Subsurface Mooring A | Mooring Riser | CTD (750 m) | Sea-Bird | SBE 37IM
GS03FLMA-RIM01-02-CTDMOH050 | Global Southern Ocean | Flanking Subsurface Mooring A | Mooring Riser | CTD (1000 m) | Sea-Bird | SBE 37IM
GS03FLMA-RIM01-02-CTDMOH051 | Global Southern Ocean | Flanking Subsurface Mooring A | Mooring Riser | CTD (1500 m) | Sea-Bird | SBE 37IM
GS03FLMA-RIM01-00-SIOENG000 | Global Southern Ocean | Flanking Subsurface Mooring A | Mooring Riser | Platform Controller | SIO | Subsurface mooring controller
GS03FLMB | Global Southern Ocean | Flanking Subsurface Mooring B
GS03FLMB-RIS01 | Global Southern Ocean | Flanking Subsurface Mooring B | Mooring Riser
GS03FLMB-RIS01-00-SIOENG000 | Global Southern Ocean | Flanking Subsurface Mooring B | Mooring Riser | Platform Controller | SIO | Subsurface mooring controller
GS03FLMB-RIS01-05-FLORTD000 | Global Southern Ocean | Flanking Subsurface Mooring B | Mooring Riser | 3-Wavelength Fluorometer | WET Labs | ECO Triplet-w
GS03FLMB-RIS01-04-PHSENF000 | Global Southern Ocean | Flanking Subsurface Mooring B | Mooring Riser | Seawater pH | Sunburst | SAMI-pH
GS03FLMB-RIS01-03-DOSTAD000 | Global Southern Ocean | Flanking Subsurface Mooring B | Mooring Riser | Dissolved Oxygen | Aanderaa | Optode 4831
GS03FLMB-RIM01 | Global Southern Ocean | Flanking Subsurface Mooring B | Mooring Riser
GS03FLMB-RIM01-02-ADCPSL007 | Global Southern Ocean | Flanking Subsurface Mooring B | Mooring Riser | Velocity Profiler (75 kHz) | Teledyne RDI | WorkHorse LongRanger Sentinel 75khz - inductive
GS03FLMB-RIM01-02-CTDMOG060 | Global Southern Ocean | Flanking Subsurface Mooring B | Mooring Riser | CTD (30 m) | Sea-Bird | SBE 37IM
GS03FLMB-RIM01-02-CTDMOG061 | Global Southern Ocean | Flanking Subsurface Mooring B | Mooring Riser | CTD (40 m) | Sea-Bird | SBE 37IM
GS03FLMB-RIM01-02-CTDMOG062 | Global Southern Ocean | Flanking Subsurface Mooring B | Mooring Riser | CTD (60 m) | Sea-Bird | SBE 37IM
GS03FLMB-RIM01-02-CTDMOG063 | Global Southern Ocean | Flanking Subsurface Mooring B | Mooring Riser | CTD (90 m) | Sea-Bird | SBE 37IM
GS03FLMB-RIM01-02-CTDMOG064 | Global Southern Ocean | Flanking Subsurface Mooring B | Mooring Riser | CTD (130 m) | Sea-Bird | SBE 37IM
GS03FLMB-RIM01-02-CTDMOG065 | Global Southern Ocean | Flanking Subsurface Mooring B | Mooring Riser | CTD (180 m) | Sea-Bird | SBE 37IM
GS03FLMB-RIM01-02-CTDMOG066 | Global Southern Ocean | Flanking Subsurface Mooring B | Mooring Riser | CTD (250 m) | Sea-Bird | SBE 37IM
GS03FLMB-RIM01-02-CTDMOG067 | Global Southern Ocean | Flanking Subsurface Mooring B | Mooring Riser | CTD (350 m) | Sea-Bird | SBE 37IM
GS03FLMB-RIM01-02-CTDMOG068 | Global Southern Ocean | Flanking Subsurface Mooring B | Mooring Riser | CTD (500 m) | Sea-Bird | SBE 37IM
GS03FLMB-RIM01-02-CTDMOH069 | Global Southern Ocean | Flanking Subsurface Mooring B | Mooring Riser | CTD (750 m) | Sea-Bird | SBE 37IM
GS03FLMB-RIM01-02-CTDMOH070 | Global Southern Ocean | Flanking Subsurface Mooring B | Mooring Riser | CTD (1000 m) | Sea-Bird | SBE 37IM
GS03FLMB-RIM01-02-CTDMOH071 | Global Southern Ocean | Flanking Subsurface Mooring B | Mooring Riser | CTD (1500 m) | Sea-Bird | SBE 37IM
GS03FLMB-RIM01-00-SIOENG000 | Global Southern Ocean | Flanking Subsurface Mooring B | Mooring Riser | Platform Controller | SIO | Subsurface mooring controller
GS05MOAS | Global Southern Ocean | Mobile Assets
GS05MOAS-GL486 | Global Southern Ocean | Mobile Assets | Open Ocean Glider 486
GS05MOAS-GL486-00-ENG000000 | Global Southern Ocean | Mobile Assets | Open Ocean Glider 486 | Mobile Asset Controller | Teledyne Webb | G2 Slocum Gliders
GS05MOAS-GL486-01-FLORDM000 | Global Southern Ocean | Mobile Assets | Open Ocean Glider 486 | 2-Wavelength Fluorometer | WET Labs | ECO Puck FLBB-SLC
GS05MOAS-GL486-02-DOSTAM000 | Global Southern Ocean | Mobile Assets | Open Ocean Glider 486 | Dissolved Oxygen | Aanderaa | Optode 4831
GS05MOAS-GL486-04-CTDGVM000 | Global Southern Ocean | Mobile Assets | Open Ocean Glider 486 | CTD | Sea-Bird | SBE Glider Payload CTD (GP-CTD)
GS05MOAS-GL484 | Global Southern Ocean | Mobile Assets | Open Ocean Glider 484
GS05MOAS-GL484-00-ENG000000 | Global Southern Ocean | Mobile Assets | Open Ocean Glider 484 | Mobile Asset Controller | Teledyne Webb | G2 Slocum Gliders
GS05MOAS-GL484-01-FLORDM000 | Global Southern Ocean | Mobile Assets | Open Ocean Glider 484 | 2-Wavelength Fluorometer | WET Labs | ECO Puck FLBB-SLC
GS05MOAS-GL484-02-DOSTAM000 | Global Southern Ocean | Mobile Assets | Open Ocean Glider 484 | Dissolved Oxygen | Aanderaa | Optode 4831
GS05MOAS-GL484-04-CTDGVM000 | Global Southern Ocean | Mobile Assets | Open Ocean Glider 484 | CTD | Sea-Bird | SBE Glider Payload CTD (GP-CTD)
GS05MOAS-GL485 | Global Southern Ocean | Mobile Assets | Open Ocean Glider 485
GS05MOAS-GL485-00-ENG000000 | Global Southern Ocean | Mobile Assets | Open Ocean Glider 485 | Mobile Asset Controller | Teledyne Webb | G2 Slocum Gliders
GS05MOAS-GL485-01-FLORDM000 | Global Southern Ocean | Mobile Assets | Open Ocean Glider 485 | 2-Wavelength Fluorometer | WET Labs | ECO Puck FLBB-SLC
GS05MOAS-GL485-02-DOSTAM000 | Global Southern Ocean | Mobile Assets | Open Ocean Glider 485 | Dissolved Oxygen | Aanderaa | Optode 4831
GS05MOAS-GL485-04-CTDGVM000 | Global Southern Ocean | Mobile Assets | Open Ocean Glider 485 | CTD | Sea-Bird | SBE Glider Payload CTD (GP-CTD)
GS05MOAS-GL524 | Global Southern Ocean | Mobile Assets | Open Ocean Glider 524
GS05MOAS-GL524-00-ENG000000 | Global Southern Ocean | Mobile Assets | Open Ocean Glider 524 | Mobile Asset Controller | Teledyne Webb | G2 Slocum Gliders
GS05MOAS-GL524-01-FLORDM000 | Global Southern Ocean | Mobile Assets | Open Ocean Glider 524 | 2-Wavelength Fluorometer | WET Labs | ECO Puck FLBB-SLC
GS05MOAS-GL524-02-DOSTAM000 | Global Southern Ocean | Mobile Assets | Open Ocean Glider 524 | Dissolved Oxygen | Aanderaa | Optode 4831
GS05MOAS-GL524-04-CTDGVM000 | Global Southern Ocean | Mobile Assets | Open Ocean Glider 524 | CTD | Sea-Bird | SBE Glider Payload CTD (GP-CTD)
GS05MOAS-GL560 | Global Southern Ocean | Mobile Assets | Open Ocean Glider 560
GS05MOAS-GL560-00-ENG000000 | Global Southern Ocean | Mobile Assets | Open Ocean Glider 560 | Mobile Asset Controller | Teledyne Webb | G2 Slocum Gliders
GS05MOAS-GL560-01-FLORDM000 | Global Southern Ocean | Mobile Assets | Open Ocean Glider 560 | 2-Wavelength Fluorometer | WET Labs | ECO Puck FLBB-SLC
GS05MOAS-GL560-02-DOSTAM000 | Global Southern Ocean | Mobile Assets | Open Ocean Glider 560 | Dissolved Oxygen | Aanderaa | Optode 4831
GS05MOAS-GL560-04-CTDGVM000 | Global Southern Ocean | Mobile Assets | Open Ocean Glider 560 | CTD | Sea-Bird | SBE Glider Payload CTD (GP-CTD)
GS05MOAS-GL561 | Global Southern Ocean | Mobile Assets | Open Ocean Glider 561
GS05MOAS-GL561-00-ENG000000 | Global Southern Ocean | Mobile Assets | Open Ocean Glider 561 | Mobile Asset Controller | Teledyne Webb | G2 Slocum Gliders
GS05MOAS-GL561-01-FLORDM000 | Global Southern Ocean | Mobile Assets | Open Ocean Glider 561 | 2-Wavelength Fluorometer | WET Labs | ECO Puck FLBB-SLC
GS05MOAS-GL561-02-DOSTAM000 | Global Southern Ocean | Mobile Assets | Open Ocean Glider 561 | Dissolved Oxygen | Aanderaa | Optode 4831
GS05MOAS-GL561-04-CTDGVM000 | Global Southern Ocean | Mobile Assets | Open Ocean Glider 561 | CTD | Sea-Bird | SBE Glider Payload CTD (GP-CTD)
GS05MOAS-PG565 | Global Southern Ocean | Mobile Assets | Global Profiling Glider 565
GS05MOAS-PG565-00-ENG000000 | Global Southern Ocean | Mobile Assets | Global Profiling Glider 565 | Mobile Asset Controller | Teledyne Webb | G2 Slocum Gliders
GS05MOAS-PG565-01-CTDGVM000 | Global Southern Ocean | Mobile Assets | Global Profiling Glider 565 | CTD | Sea-Bird | SBE Glider Payload CTD (GP-CTD)
GS05MOAS-PG565-02-DOSTAM000 | Global Southern Ocean | Mobile Assets | Global Profiling Glider 565 | Dissolved Oxygen | Aanderaa | Optode 4831
GS05MOAS-PG565-03-FLORTM000 | Global Southern Ocean | Mobile Assets | Global Profiling Glider 565 | 3-Wavelength Fluorometer | WET Labs | ECO Puck FLBBCD-SLK
GS05MOAS-PG565-04-FLORTO000 | Global Southern Ocean | Mobile Assets | Global Profiling Glider 565 | 3-Wavelength Fluorometer | WET Labs | ECO BB3
GS05MOAS-PG565-05-NUTNRM000 | Global Southern Ocean | Mobile Assets | Global Profiling Glider 565 | Nitrate | Satlantic | SUNA V2
GS05MOAS-PG565-06-PARADM000 | Global Southern Ocean | Mobile Assets | Global Profiling Glider 565 | Photosynthetically Available Radiation | Biospherical Instruments | QSP-2155
GS05MOAS-PG566 | Global Southern Ocean | Mobile Assets | Global Profiling Glider 566
GS05MOAS-PG566-00-ENG000000 | Global Southern Ocean | Mobile Assets | Global Profiling Glider 566 | Mobile Asset Controller | Teledyne Webb | G2 Slocum Gliders
GS05MOAS-PG566-01-CTDGVM000 | Global Southern Ocean | Mobile Assets | Global Profiling Glider 566 | CTD | Sea-Bird | SBE Glider Payload CTD (GP-CTD)
GS05MOAS-PG566-02-DOSTAM000 | Global Southern Ocean | Mobile Assets | Global Profiling Glider 566 | Dissolved Oxygen | Aanderaa | Optode 4831
GS05MOAS-PG566-03-FLORTM000 | Global Southern Ocean | Mobile Assets | Global Profiling Glider 566 | 3-Wavelength Fluorometer | WET Labs | ECO Puck FLBBCD-SLK
GS05MOAS-PG566-04-FLORTO000 | Global Southern Ocean | Mobile Assets | Global Profiling Glider 566 | 3-Wavelength Fluorometer | WET Labs | ECO BB3
GS05MOAS-PG566-05-NUTNRM000 | Global Southern Ocean | Mobile Assets | Global Profiling Glider 566 | Nitrate | Satlantic | SUNA V2
GS05MOAS-PG566-06-PARADM000 | Global Southern Ocean | Mobile Assets | Global Profiling Glider 566 | Photosynthetically Available Radiation | Biospherical Instruments | QSP-2155
GA01SUMO | Global Argentine Basin | Apex Surface Mooring
GA01SUMO-SBC11 | Global Argentine Basin | Apex Surface Mooring | Surface Buoy
GA01SUMO-SBC11-00-CPMENG000 | Global Argentine Basin | Apex Surface Mooring | Surface Buoy | Platform Controller | WHOI | Communications and Power Manager
GA01SUMO-SBD11-00-DCLENG000 | Global Argentine Basin | Apex Surface Mooring | Surface Buoy | Data Concentrator Logger (DCL) | WHOI | Data Concentrator Logger
GA01SUMO-SBD11 | Global Argentine Basin | Apex Surface Mooring | Surface Buoy
GA01SUMO-SBD11-01-MOPAK0000 | Global Argentine Basin | Apex Surface Mooring | Surface Buoy | 3-Axis Motion Pack | MicroStrain | 3DM-GX3-25
GA01SUMO-SBD11-03-HYDGN0000 | Global Argentine Basin | Apex Surface Mooring | Surface Buoy | Hydrogen Sensor | RKI Instruments | M2A transmitters
GA01SUMO-SBD11-04-DOSTAD000 | Global Argentine Basin | Apex Surface Mooring | Surface Buoy | Dissolved Oxygen | Aanderaa | Optode 4831
GA01SUMO-SBD11-05-SPKIRB000 | Global Argentine Basin | Apex Surface Mooring | Surface Buoy | Spectral Irradiance | Satlantic | OCR507 ICSW
GA01SUMO-SBD11-06-METBKA000 | Global Argentine Basin | Apex Surface Mooring | Surface Buoy | Bulk Meteorology Instrument Package | Star Engineering | ASIMET
GA01SUMO-SBD11-08-NUTNRB000 | Global Argentine Basin | Apex Surface Mooring | Surface Buoy | Nitrate | Satlantic | ISUS
GA01SUMO-SBD12 | Global Argentine Basin | Apex Surface Mooring | Surface Buoy
GA01SUMO-SBD12-00-DCLENG000 | Global Argentine Basin | Apex Surface Mooring | Surface Buoy | Data Concentrator Logger (DCL) | WHOI | Data Concentrator Logger
GA01SUMO-SBD12-01-OPTAAD000 | Global Argentine Basin | Apex Surface Mooring | Surface Buoy | Spectrophotometer | WET Labs | AC-S
GA01SUMO-SBD12-02-FLORTD000 | Global Argentine Basin | Apex Surface Mooring | Surface Buoy | 3-Wavelength Fluorometer | WET Labs | ECO Triplet-w
GA01SUMO-SBD12-03-HYDGN0000 | Global Argentine Basin | Apex Surface Mooring | Surface Buoy | Hydrogen Sensor | RKI Instruments | M2A transmitters
GA01SUMO-SBD12-04-PCO2AA000 | Global Argentine Basin | Apex Surface Mooring | Surface Buoy | pCO2 Air-Sea | Pro-Oceanus | pCO2-pro
GA01SUMO-SBD12-05-WAVSSA000 | Global Argentine Basin | Apex Surface Mooring | Surface Buoy | Surface Wave Spectra | Axys Technologies | TRIAXYS
GA01SUMO-SBD12-06-METBKA000 | Global Argentine Basin | Apex Surface Mooring | Surface Buoy | Bulk Meteorology Instrument Package | Star Engineering | ASIMET
GA01SUMO-RID16 | Global Argentine Basin | Apex Surface Mooring | Near Surface Instrument Frame
GA01SUMO-RID16-00-DCLENG000 | Global Argentine Basin | Apex Surface Mooring | Near Surface Instrument Frame | Data Concentrator Logger (DCL) | WHOI | Data Concentrator Logger
GA01SUMO-RID16-03-CTDBPF000 | Global Argentine Basin | Apex Surface Mooring | Near Surface Instrument Frame | CTD | Sea-Bird | SBE 16plusV2
GA01SUMO-RID16-02-FLORTD000 | Global Argentine Basin | Apex Surface Mooring | Near Surface Instrument Frame | 3-Wavelength Fluorometer | WET Labs | ECO Triplet-w
GA01SUMO-RID16-04-VELPTA000 | Global Argentine Basin | Apex Surface Mooring | Near Surface Instrument Frame | Single Point Velocity Meter | Nortek | Aquadopp 300m
GA01SUMO-RID16-01-OPTAAD000 | Global Argentine Basin | Apex Surface Mooring | Near Surface Instrument Frame | Spectrophotometer | WET Labs | AC-S
GA01SUMO-RID16-06-DOSTAD000 | Global Argentine Basin | Apex Surface Mooring | Near Surface Instrument Frame | Dissolved Oxygen | Aanderaa | Optode 4831
GA01SUMO-RID16-05-PCO2WB000 | Global Argentine Basin | Apex Surface Mooring | Near Surface Instrument Frame | pCO2 Water | Sunburst | SAMI-pCO2
GA01SUMO-RID16-07-NUTNRB000 | Global Argentine Basin | Apex Surface Mooring | Near Surface Instrument Frame | Nitrate | Satlantic | ISUS
GA01SUMO-RID16-08-SPKIRB000 | Global Argentine Basin | Apex Surface Mooring | Near Surface Instrument Frame | Spectral Irradiance | Satlantic | OCR507 ICSW
GA01SUMO-RII11 | Global Argentine Basin | Apex Surface Mooring | Mooring Riser
GA01SUMO-RII11-02-CTDMOQ011 | Global Argentine Basin | Apex Surface Mooring | Mooring Riser | CTD (20 m) | Sea-Bird | SBE 37IM
GA01SUMO-RII11-02-PHSENE041 | Global Argentine Basin | Apex Surface Mooring | Mooring Riser | Seawater pH (20 m) | Sunburst | SAMI-pH- inductive
GA01SUMO-RII11-02-CTDBPP031 | Global Argentine Basin | Apex Surface Mooring | Mooring Riser | CTD (40m) | Sea-Bird | SBE 16plus-IM V2
GA01SUMO-RII11-02-DOSTAD031 | Global Argentine Basin | Apex Surface Mooring | Mooring Riser | Dissolved Oxygen (40m) | Aanderaa | Optode 4831
GA01SUMO-RII11-02-FLORDG031 | Global Argentine Basin | Apex Surface Mooring | Mooring Riser | 2-Wavelength Fluorometer (40m) | WET Labs | ECO FLBB-SB
GA01SUMO-RII11-02-PCO2WC051 | Global Argentine Basin | Apex Surface Mooring | Mooring Riser | pCO2 Water (40m) | Sunburst | SAMI-pCO2 - inductive
GA01SUMO-RII11-02-CTDMOQ012 | Global Argentine Basin | Apex Surface Mooring | Mooring Riser | CTD (60 m) | Sea-Bird | SBE 37IM
GA01SUMO-RII11-02-CTDBPP032 | Global Argentine Basin | Apex Surface Mooring | Mooring Riser | CTD (80 m) | Sea-Bird | SBE 16plus-IM V2
GA01SUMO-RII11-02-DOSTAD032 | Global Argentine Basin | Apex Surface Mooring | Mooring Riser | Dissolved Oxygen (80 m) | Aanderaa | Optode 4831
GA01SUMO-RII11-02-FLORDG032 | Global Argentine Basin | Apex Surface Mooring | Mooring Riser | 2-Wavelength Fluorometer (80 m) | WET Labs | ECO FLBB-SB
GA01SUMO-RII11-02-PCO2WC052 | Global Argentine Basin | Apex Surface Mooring | Mooring Riser | pCO2 Water (80 m) | Sunburst | SAMI-pCO2 - inductive
GA01SUMO-RII11-02-CTDMOQ013 | Global Argentine Basin | Apex Surface Mooring | Mooring Riser | CTD (100 m) | Sea-Bird | SBE 37IM
GA01SUMO-RII11-02-PHSENE042 | Global Argentine Basin | Apex Surface Mooring | Mooring Riser | Seawater pH (100 m) | Sunburst | SAMI-pH- inductive
GA01SUMO-RII11-02-CTDBPP033 | Global Argentine Basin | Apex Surface Mooring | Mooring Riser | CTD (130 m) | Sea-Bird | SBE 16plus-IM V2
GA01SUMO-RII11-02-DOSTAD033 | Global Argentine Basin | Apex Surface Mooring | Mooring Riser | Dissolved Oxygen (130 m) | Aanderaa | Optode 4831
GA01SUMO-RII11-02-FLORDG033 | Global Argentine Basin | Apex Surface Mooring | Mooring Riser | 2-Wavelength Fluorometer (130 m) | WET Labs | ECO FLBB-SB
GA01SUMO-RII11-02-PCO2WC053 | Global Argentine Basin | Apex Surface Mooring | Mooring Riser | pCO2 Water (130 m) | Sunburst | SAMI-pCO2 - inductive
GA01SUMO-RII11-02-CTDMOQ014 | Global Argentine Basin | Apex Surface Mooring | Mooring Riser | CTD (180 m) | Sea-Bird | SBE 37IM
GA01SUMO-RII11-02-CTDMOQ015 | Global Argentine Basin | Apex Surface Mooring | Mooring Riser | CTD (250 m) | Sea-Bird | SBE 37IM
GA01SUMO-RII11-02-CTDMOQ016 | Global Argentine Basin | Apex Surface Mooring | Mooring Riser | CTD (350 m) | Sea-Bird | SBE 37IM
GA01SUMO-RII11-02-ADCPSN010 | Global Argentine Basin | Apex Surface Mooring | Mooring Riser | Velocity Profiler (75 kHz) | Teledyne RDI | WorkHorse LongRanger Sentinel 75khz - inductive
GA01SUMO-RII11-02-CTDMOQ017 | Global Argentine Basin | Apex Surface Mooring | Mooring Riser | CTD (500 m) | Sea-Bird | SBE 37IM
GA01SUMO-RII11-02-CTDMOR018 | Global Argentine Basin | Apex Surface Mooring | Mooring Riser | CTD (750 m) | Sea-Bird | SBE 37IM
GA01SUMO-RII11-02-CTDMOR019 | Global Argentine Basin | Apex Surface Mooring | Mooring Riser | CTD (1000 m) | Sea-Bird | SBE 37IM
GA01SUMO-RII11-02-CTDMOR020 | Global Argentine Basin | Apex Surface Mooring | Mooring Riser | CTD (1500 m) | Sea-Bird | SBE 37IM
GA01SUMO-RII11-02-CTDMOQ031 | Global Argentine Basin | Apex Surface Mooring | Mooring Riser | CTD (40 m) | Sea-Bird | SBE 37IM
GA01SUMO-RII11-02-CTDMOQ033 | Global Argentine Basin | Apex Surface Mooring | Mooring Riser | CTD (130 m) | Sea-Bird | SBE 37IM
GA02HYPM | Global Argentine Basin | Apex Profiler Mooring
GA02HYPM-WFP02 | Global Argentine Basin | Apex Profiler Mooring | Wire-Following Profiler Upper
GA02HYPM-WFP02-00-WFPENG000 | Global Argentine Basin | Apex Profiler Mooring | Wire-Following Profiler Upper | Profiler Controller | McLane | MMP
GA02HYPM-WFP02-01-FLORDL000 | Global Argentine Basin | Apex Profiler Mooring | Wire-Following Profiler Upper | 2-Wavelength Fluorometer | WET Labs | FLBBRTD
GA02HYPM-WFP02-03-DOSTAL000 | Global Argentine Basin | Apex Profiler Mooring | Wire-Following Profiler Upper | Dissolved Oxygen | Aanderaa | Optode 4330
GA02HYPM-WFP02-04-CTDPFL000 | Global Argentine Basin | Apex Profiler Mooring | Wire-Following Profiler Upper | CTD | Sea-Bird | SBE 52MP
GA02HYPM-WFP02-05-VEL3DL000 | Global Argentine Basin | Apex Profiler Mooring | Wire-Following Profiler Upper | 3-D Single Point Velocity Meter | Falmouth Scientific | ACM-Plus
GA02HYPM-WFP03 | Global Argentine Basin | Apex Profiler Mooring | Wire-Following Profiler Lower
GA02HYPM-WFP03-00-WFPENG000 | Global Argentine Basin | Apex Profiler Mooring | Wire-Following Profiler Lower | Profiler Controller | McLane | MMP
GA02HYPM-WFP03-01-FLORDL000 | Global Argentine Basin | Apex Profiler Mooring | Wire-Following Profiler Lower | 2-Wavelength Fluorometer | WET Labs | FLBBRTD
GA02HYPM-WFP03-03-DOSTAL000 | Global Argentine Basin | Apex Profiler Mooring | Wire-Following Profiler Lower | Dissolved Oxygen | Aanderaa | Optode 4330
GA02HYPM-WFP03-04-CTDPFL000 | Global Argentine Basin | Apex Profiler Mooring | Wire-Following Profiler Lower | CTD | Sea-Bird | SBE 52MP
GA02HYPM-WFP03-05-VEL3DL000 | Global Argentine Basin | Apex Profiler Mooring | Wire-Following Profiler Lower | 3-D Single Point Velocity Meter | Falmouth Scientific | ACM-Plus
GA02HYPM-MPM01 | Global Argentine Basin | Apex Profiler Mooring | Mooring Riser
GA02HYPM-MPM01-02-ZPLSGA009 | Global Argentine Basin | Apex Profiler Mooring | Mooring Riser | Bio-acoustic Sonar (Global) | ASL Environmental Sciences | AZFP
GA02HYPM-MPM01-02-ZPLSGA010 | Global Argentine Basin | Apex Profiler Mooring | Mooring Riser | Bio-acoustic Sonar (Global) | ASL Environmental Sciences | AZFP
GA02HYPM-RIM01 | Global Argentine Basin | Apex Profiler Mooring | Mooring Riser
GA02HYPM-RIM01-02-CTDMOG039 | Global Argentine Basin | Apex Profiler Mooring | Mooring Riser | CTD | Sea-Bird | SBE 37IM
GA02HYPM-RIM01-00-SIOENG000 | Global Argentine Basin | Apex Profiler Mooring | Mooring Riser | Platform Controller | SIO | Subsurface mooring controller
GA03FLMA | Global Argentine Basin | Flanking Subsurface Mooring A
GA03FLMA-RIS01 | Global Argentine Basin | Flanking Subsurface Mooring A | Mooring Riser
GA03FLMA-RIS01-00-SIOENG000 | Global Argentine Basin | Flanking Subsurface Mooring A | Mooring Riser | Platform Controller | SIO | Subsurface mooring controller
GA03FLMA-RIS01-05-FLORTD000 | Global Argentine Basin | Flanking Subsurface Mooring A | Mooring Riser | 3-Wavelength Fluorometer | WET Labs | ECO Triplet-w
GA03FLMA-RIS01-04-PHSENF000 | Global Argentine Basin | Flanking Subsurface Mooring A | Mooring Riser | Seawater pH | Sunburst | SAMI-pH
GA03FLMA-RIS01-03-DOSTAD000 | Global Argentine Basin | Flanking Subsurface Mooring A | Mooring Riser | Dissolved Oxygen | Aanderaa | Optode 4831
GA03FLMA-RIM01 | Global Argentine Basin | Flanking Subsurface Mooring A | Mooring Riser
GA03FLMA-RIM01-02-ADCPSL003 | Global Argentine Basin | Flanking Subsurface Mooring A | Mooring Riser | Velocity Profiler (75 kHz) | Teledyne RDI | WorkHorse LongRanger Sentinel 75khz - inductive
GA03FLMA-RIM01-02-CTDMOG040 | Global Argentine Basin | Flanking Subsurface Mooring A | Mooring Riser | CTD (30 m) | Sea-Bird | SBE 37IM
GA03FLMA-RIM01-02-CTDMOG041 | Global Argentine Basin | Flanking Subsurface Mooring A | Mooring Riser | CTD (40 m) | Sea-Bird | SBE 37IM
GA03FLMA-RIM01-02-CTDMOG042 | Global Argentine Basin | Flanking Subsurface Mooring A | Mooring Riser | CTD (60 m) | Sea-Bird | SBE 37IM
GA03FLMA-RIM01-02-CTDMOG043 | Global Argentine Basin | Flanking Subsurface Mooring A | Mooring Riser | CTD (90 m) | Sea-Bird | SBE 37IM
GA03FLMA-RIM01-02-CTDMOG044 | Global Argentine Basin | Flanking Subsurface Mooring A | Mooring Riser | CTD (130 m) | Sea-Bird | SBE 37IM
GA03FLMA-RIM01-02-CTDMOG045 | Global Argentine Basin | Flanking Subsurface Mooring A | Mooring Riser | CTD (180 m) | Sea-Bird | SBE 37IM
GA03FLMA-RIM01-02-CTDMOG046 | Global Argentine Basin | Flanking Subsurface Mooring A | Mooring Riser | CTD (250 m) | Sea-Bird | SBE 37IM
GA03FLMA-RIM01-02-CTDMOG047 | Global Argentine Basin | Flanking Subsurface Mooring A | Mooring Riser | CTD (350 m) | Sea-Bird | SBE 37IM
GA03FLMA-RIM01-02-CTDMOG048 | Global Argentine Basin | Flanking Subsurface Mooring A | Mooring Riser | CTD (500 m) | Sea-Bird | SBE 37IM
GA03FLMA-RIM01-02-CTDMOH049 | Global Argentine Basin | Flanking Subsurface Mooring A | Mooring Riser | CTD (750 m) | Sea-Bird | SBE 37IM
GA03FLMA-RIM01-02-CTDMOH050 | Global Argentine Basin | Flanking Subsurface Mooring A | Mooring Riser | CTD (1000 m) | Sea-Bird | SBE 37IM
GA03FLMA-RIM01-02-CTDMOH051 | Global Argentine Basin | Flanking Subsurface Mooring A | Mooring Riser | CTD (1500 m) | Sea-Bird | SBE 37IM
GA03FLMA-RIM01-00-SIOENG000 | Global Argentine Basin | Flanking Subsurface Mooring A | Mooring Riser | Platform Controller | SIO | Subsurface mooring controller
GA03FLMB | Global Argentine Basin | Flanking Subsurface Mooring B
GA03FLMB-RIS01 | Global Argentine Basin | Flanking Subsurface Mooring B | Mooring Riser
GA03FLMB-RIS01-00-SIOENG000 | Global Argentine Basin | Flanking Subsurface Mooring B | Mooring Riser | Platform Controller | SIO | Subsurface mooring controller
GA03FLMB-RIS01-05-FLORTD000 | Global Argentine Basin | Flanking Subsurface Mooring B | Mooring Riser | 3-Wavelength Fluorometer | WET Labs | ECO Triplet-w
GA03FLMB-RIS01-04-PHSENF000 | Global Argentine Basin | Flanking Subsurface Mooring B | Mooring Riser | Seawater pH | Sunburst | SAMI-pH
GA03FLMB-RIS01-03-DOSTAD000 | Global Argentine Basin | Flanking Subsurface Mooring B | Mooring Riser | Dissolved Oxygen | Aanderaa | Optode 4831
GA03FLMB-RIM01 | Global Argentine Basin | Flanking Subsurface Mooring B | Mooring Riser
GA03FLMB-RIM01-02-ADCPSL007 | Global Argentine Basin | Flanking Subsurface Mooring B | Mooring Riser | Velocity Profiler (75 kHz) | Teledyne RDI | WorkHorse LongRanger Sentinel 75khz - inductive
GA03FLMB-RIM01-02-CTDMOG060 | Global Argentine Basin | Flanking Subsurface Mooring B | Mooring Riser | CTD (30 m) | Sea-Bird | SBE 37IM
GA03FLMB-RIM01-02-CTDMOG061 | Global Argentine Basin | Flanking Subsurface Mooring B | Mooring Riser | CTD (40 m) | Sea-Bird | SBE 37IM
GA03FLMB-RIM01-02-CTDMOG062 | Global Argentine Basin | Flanking Subsurface Mooring B | Mooring Riser | CTD (60 m) | Sea-Bird | SBE 37IM
GA03FLMB-RIM01-02-CTDMOG063 | Global Argentine Basin | Flanking Subsurface Mooring B | Mooring Riser | CTD (90 m) | Sea-Bird | SBE 37IM
GA03FLMB-RIM01-02-CTDMOG064 | Global Argentine Basin | Flanking Subsurface Mooring B | Mooring Riser | CTD (130 m) | Sea-Bird | SBE 37IM
GA03FLMB-RIM01-02-CTDMOG065 | Global Argentine Basin | Flanking Subsurface Mooring B | Mooring Riser | CTD (180 m) | Sea-Bird | SBE 37IM
GA03FLMB-RIM01-02-CTDMOG066 | Global Argentine Basin | Flanking Subsurface Mooring B | Mooring Riser | CTD (250 m) | Sea-Bird | SBE 37IM
GA03FLMB-RIM01-02-CTDMOG067 | Global Argentine Basin | Flanking Subsurface Mooring B | Mooring Riser | CTD (350 m) | Sea-Bird | SBE 37IM
GA03FLMB-RIM01-02-CTDMOG068 | Global Argentine Basin | Flanking Subsurface Mooring B | Mooring Riser | CTD (500 m) | Sea-Bird | SBE 37IM
GA03FLMB-RIM01-02-CTDMOH069 | Global Argentine Basin | Flanking Subsurface Mooring B | Mooring Riser | CTD (750 m) | Sea-Bird | SBE 37IM
GA03FLMB-RIM01-02-CTDMOH070 | Global Argentine Basin | Flanking Subsurface Mooring B | Mooring Riser | CTD (1000 m) | Sea-Bird | SBE 37IM
GA03FLMB-RIM01-02-CTDMOH071 | Global Argentine Basin | Flanking Subsurface Mooring B | Mooring Riser | CTD (1500 m) | Sea-Bird | SBE 37IM
GA03FLMB-RIM01-00-SIOENG000 | Global Argentine Basin | Flanking Subsurface Mooring B | Mooring Riser | Platform Controller | SIO | Subsurface mooring controller
GA05MOAS | Global Argentine Basin | Mobile Assets
GA05MOAS-GL538 | Global Argentine Basin | Mobile Assets | Open Ocean Glider 538
GA05MOAS-GL538-00-ENG000000 | Global Argentine Basin | Mobile Assets | Open Ocean Glider 538 | Mobile Asset Controller | Teledyne Webb | G2 Slocum Gliders
GA05MOAS-GL538-01-FLORDM000 | Global Argentine Basin | Mobile Assets | Open Ocean Glider 538 | 2-Wavelength Fluorometer | WET Labs | ECO Puck FLBB-SLC
GA05MOAS-GL538-02-DOSTAM000 | Global Argentine Basin | Mobile Assets | Open Ocean Glider 538 | Dissolved Oxygen | Aanderaa | Optode 4831
GA05MOAS-GL538-04-CTDGVM000 | Global Argentine Basin | Mobile Assets | Open Ocean Glider 538 | CTD | Sea-Bird | SBE Glider Payload CTD (GP-CTD)
GA05MOAS-PG562 | Global Argentine Basin | Mobile Assets | Global Profiling Glider 562
GA05MOAS-PG562-00-ENG000000 | Global Argentine Basin | Mobile Assets | Global Profiling Glider 562 | Mobile Asset Controller | Teledyne Webb | G2 Slocum Gliders
GA05MOAS-PG562-01-CTDGVM000 | Global Argentine Basin | Mobile Assets | Global Profiling Glider 562 | CTD | Sea-Bird | SBE Glider Payload CTD (GP-CTD)
GA05MOAS-PG562-02-DOSTAM000 | Global Argentine Basin | Mobile Assets | Global Profiling Glider 562 | Dissolved Oxygen | Aanderaa | Optode 4831
GA05MOAS-PG562-03-FLORTM000 | Global Argentine Basin | Mobile Assets | Global Profiling Glider 562 | 3-Wavelength Fluorometer | WET Labs | ECO Puck FLBBCD-SLK
GA05MOAS-PG562-04-FLORTO000 | Global Argentine Basin | Mobile Assets | Global Profiling Glider 562 | 3-Wavelength Fluorometer | WET Labs | ECO BB3
GA05MOAS-PG562-05-NUTNRM000 | Global Argentine Basin | Mobile Assets | Global Profiling Glider 562 | Nitrate | Satlantic | SUNA V2
GA05MOAS-PG562-06-PARADM000 | Global Argentine Basin | Mobile Assets | Global Profiling Glider 562 | Photosynthetically Available Radiation | Biospherical Instruments | QSP-2155
GA05MOAS-PG563 | Global Argentine Basin | Mobile Assets | Global Profiling Glider 563
GA05MOAS-PG563-00-ENG000000 | Global Argentine Basin | Mobile Assets | Global Profiling Glider 563 | Mobile Asset Controller | Teledyne Webb | G2 Slocum Gliders
GA05MOAS-PG563-01-CTDGVM000 | Global Argentine Basin | Mobile Assets | Global Profiling Glider 563 | CTD | Sea-Bird | SBE Glider Payload CTD (GP-CTD)
GA05MOAS-PG563-02-DOSTAM000 | Global Argentine Basin | Mobile Assets | Global Profiling Glider 563 | Dissolved Oxygen | Aanderaa | Optode 4831
GA05MOAS-PG563-03-FLORTM000 | Global Argentine Basin | Mobile Assets | Global Profiling Glider 563 | 3-Wavelength Fluorometer | WET Labs | ECO Puck FLBBCD-SLK
GA05MOAS-PG563-04-FLORTO000 | Global Argentine Basin | Mobile Assets | Global Profiling Glider 563 | 3-Wavelength Fluorometer | WET Labs | ECO BB3
GA05MOAS-PG563-05-NUTNRM000 | Global Argentine Basin | Mobile Assets | Global Profiling Glider 563 | Nitrate | Satlantic | SUNA V2
GA05MOAS-PG563-06-PARADM000 | Global Argentine Basin | Mobile Assets | Global Profiling Glider 563 | Photosynthetically Available Radiation | Biospherical Instruments | QSP-2155
GA05MOAS-GL493 | Global Argentine Basin | Mobile Assets | Open Ocean Glider 493
GA05MOAS-GL493-00-ENG000000 | Global Argentine Basin | Mobile Assets | Open Ocean Glider 493 | Mobile Asset Controller | Teledyne Webb | G2 Slocum Gliders
GA05MOAS-GL493-01-FLORDM000 | Global Argentine Basin | Mobile Assets | Open Ocean Glider 493 | 2-Wavelength Fluorometer | WET Labs | ECO Puck FLBB-SLC
GA05MOAS-GL493-02-DOSTAM000 | Global Argentine Basin | Mobile Assets | Open Ocean Glider 493 | Dissolved Oxygen | Aanderaa | Optode 4831
GA05MOAS-GL493-04-CTDGVM000 | Global Argentine Basin | Mobile Assets | Open Ocean Glider 493 | CTD | Sea-Bird | SBE Glider Payload CTD (GP-CTD)
GA05MOAS-GL494 | Global Argentine Basin | Mobile Assets | Open Ocean Glider 494
GA05MOAS-GL494-00-ENG000000 | Global Argentine Basin | Mobile Assets | Open Ocean Glider 494 | Mobile Asset Controller | Teledyne Webb | G2 Slocum Gliders
GA05MOAS-GL494-01-FLORDM000 | Global Argentine Basin | Mobile Assets | Open Ocean Glider 494 | 2-Wavelength Fluorometer | WET Labs | ECO Puck FLBB-SLC
GA05MOAS-GL494-02-DOSTAM000 | Global Argentine Basin | Mobile Assets | Open Ocean Glider 494 | Dissolved Oxygen | Aanderaa | Optode 4831
GA05MOAS-GL494-04-CTDGVM000 | Global Argentine Basin | Mobile Assets | Open Ocean Glider 494 | CTD | Sea-Bird | SBE Glider Payload CTD (GP-CTD)
GA05MOAS-GL495 | Global Argentine Basin | Mobile Assets | Open Ocean Glider 495
GA05MOAS-GL495-00-ENG000000 | Global Argentine Basin | Mobile Assets | Open Ocean Glider 495 | Mobile Asset Controller | Teledyne Webb | G2 Slocum Gliders
GA05MOAS-GL495-01-FLORDM000 | Global Argentine Basin | Mobile Assets | Open Ocean Glider 495 | 2-Wavelength Fluorometer | WET Labs | ECO Puck FLBB-SLC
GA05MOAS-GL495-02-DOSTAM000 | Global Argentine Basin | Mobile Assets | Open Ocean Glider 495 | Dissolved Oxygen | Aanderaa | Optode 4831
GA05MOAS-GL495-04-CTDGVM000 | Global Argentine Basin | Mobile Assets | Open Ocean Glider 495 | CTD | Sea-Bird | SBE Glider Payload CTD (GP-CTD)
GA05MOAS-GL496 | Global Argentine Basin | Mobile Assets | Open Ocean Glider 496
GA05MOAS-GL496-00-ENG000000 | Global Argentine Basin | Mobile Assets | Open Ocean Glider 496 | Mobile Asset Controller | Teledyne Webb | G2 Slocum Gliders
GA05MOAS-GL496-01-FLORDM000 | Global Argentine Basin | Mobile Assets | Open Ocean Glider 496 | 2-Wavelength Fluorometer | WET Labs | ECO Puck FLBB-SLC
GA05MOAS-GL496-02-DOSTAM000 | Global Argentine Basin | Mobile Assets | Open Ocean Glider 496 | Dissolved Oxygen | Aanderaa | Optode 4831
GA05MOAS-GL496-04-CTDGVM000 | Global Argentine Basin | Mobile Assets | Open Ocean Glider 496 | CTD | Sea-Bird | SBE Glider Payload CTD (GP-CTD)
GI01SUMO | Global Irminger Sea | Apex Surface Mooring
GI01SUMO-SBC11 | Global Irminger Sea | Apex Surface Mooring | Surface Buoy
GI01SUMO-SBC11-00-CPMENG000 | Global Irminger Sea | Apex Surface Mooring | Surface Buoy | Platform Controller | WHOI | Communications and Power Manager
GI01SUMO-SBD11 | Global Irminger Sea | Apex Surface Mooring | Surface Buoy
GI01SUMO-SBD11-00-DCLENG000 | Global Irminger Sea | Apex Surface Mooring | Surface Buoy | Data Concentrator Logger (DCL) | WHOI | Data Concentrator Logger
GI01SUMO-SBD11-01-MOPAK0000 | Global Irminger Sea | Apex Surface Mooring | Surface Buoy | 3-Axis Motion Pack | MicroStrain | 3DM-GX3-25
GI01SUMO-SBD11-03-HYDGN0000 | Global Irminger Sea | Apex Surface Mooring | Surface Buoy | Hydrogen Sensor | RKI Instruments | M2A transmitters
GI01SUMO-SBD11-04-DOSTAD000 | Global Irminger Sea | Apex Surface Mooring | Surface Buoy | Dissolved Oxygen | Aanderaa | Optode 4831
GI01SUMO-SBD11-05-SPKIRB000 | Global Irminger Sea | Apex Surface Mooring | Surface Buoy | Spectral Irradiance | Satlantic | OCR507 ICSW
GI01SUMO-SBD11-06-METBKA000 | Global Irminger Sea | Apex Surface Mooring | Surface Buoy | Bulk Meteorology Instrument Package | Star Engineering | ASIMET
GI01SUMO-SBD11-08-NUTNRB000 | Global Irminger Sea | Apex Surface Mooring | Surface Buoy | Nitrate | Satlantic | ISUS
GI01SUMO-SBD12 | Global Irminger Sea | Apex Surface Mooring | Surface Buoy
GI01SUMO-SBD12-00-DCLENG000 | Global Irminger Sea | Apex Surface Mooring | Surface Buoy | Data Concentrator Logger (DCL) | WHOI | Data Concentrator Logger
GI01SUMO-SBD12-01-OPTAAD000 | Global Irminger Sea | Apex Surface Mooring | Surface Buoy | Spectrophotometer | WET Labs | AC-S
GI01SUMO-SBD12-02-FLORTD000 | Global Irminger Sea | Apex Surface Mooring | Surface Buoy | 3-Wavelength Fluorometer | WET Labs | ECO Triplet-w
GI01SUMO-SBD12-03-HYDGN0000 | Global Irminger Sea | Apex Surface Mooring | Surface Buoy | Hydrogen Sensor | RKI Instruments | M2A transmitters
GI01SUMO-SBD12-04-PCO2AA000 | Global Irminger Sea | Apex Surface Mooring | Surface Buoy | pCO2 Air-Sea | Pro-Oceanus | pCO2-pro
GI01SUMO-SBD12-05-WAVSSA000 | Global Irminger Sea | Apex Surface Mooring | Surface Buoy | Surface Wave Spectra | Axys Technologies | TRIAXYS
GI01SUMO-SBD12-06-METBKA000 | Global Irminger Sea | Apex Surface Mooring | Surface Buoy | Bulk Meteorology Instrument Package | Star Engineering | ASIMET
GI01SUMO-SBD12-08-FDCHPA000 | Global Irminger Sea | Apex Surface Mooring | Surface Buoy | Direct Covariance Flux | WHOI | DCFS
GI01SUMO-RID16 | Global Irminger Sea | Apex Surface Mooring | Near Surface Instrument Frame
GI01SUMO-RID16-00-DCLENG000 | Global Irminger Sea | Apex Surface Mooring | Near Surface Instrument Frame | Data Concentrator Logger (DCL) | WHOI | Data Concentrator Logger
GI01SUMO-RID16-03-CTDBPF000 | Global Irminger Sea | Apex Surface Mooring | Near Surface Instrument Frame | CTD | Sea-Bird | SBE 16plusV2
GI01SUMO-RID16-02-FLORTD000 | Global Irminger Sea | Apex Surface Mooring | Near Surface Instrument Frame | 3-Wavelength Fluorometer | WET Labs | ECO Triplet-w
GI01SUMO-RID16-04-VELPTA000 | Global Irminger Sea | Apex Surface Mooring | Near Surface Instrument Frame | Single Point Velocity Meter | Nortek | Aquadopp 300m
GI01SUMO-RID16-01-OPTAAD000 | Global Irminger Sea | Apex Surface Mooring | Near Surface Instrument Frame | Spectrophotometer | WET Labs | AC-S
GI01SUMO-RID16-06-DOSTAD000 | Global Irminger Sea | Apex Surface Mooring | Near Surface Instrument Frame | Dissolved Oxygen | Aanderaa | Optode 4831
GI01SUMO-RID16-05-PCO2WB000 | Global Irminger Sea | Apex Surface Mooring | Near Surface Instrument Frame | pCO2 Water | Sunburst | SAMI-pCO2
GI01SUMO-RID16-07-NUTNRB000 | Global Irminger Sea | Apex Surface Mooring | Near Surface Instrument Frame | Nitrate | Satlantic | ISUS
GI01SUMO-RID16-08-SPKIRB000 | Global Irminger Sea | Apex Surface Mooring | Near Surface Instrument Frame | Spectral Irradiance | Satlantic | OCR507 ICSW
GI01SUMO-RII11 | Global Irminger Sea | Apex Surface Mooring | Mooring Riser
GI01SUMO-RII11-02-CTDMOQ011 | Global Irminger Sea | Apex Surface Mooring | Mooring Riser | CTD (20 m) | Sea-Bird | SBE 37IM
GI01SUMO-RII11-02-PHSENE041 | Global Irminger Sea | Apex Surface Mooring | Mooring Riser | Seawater pH (20 m) | Sunburst | SAMI-pH- inductive
GI01SUMO-RII11-02-CTDBPP031 | Global Irminger Sea | Apex Surface Mooring | Mooring Riser | CTD (40m) | Sea-Bird | SBE 16plus-IM V2
GI01SUMO-RII11-02-DOSTAD031 | Global Irminger Sea | Apex Surface Mooring | Mooring Riser | Dissolved Oxygen (40m) | Aanderaa | Optode 4831
GI01SUMO-RII11-02-FLORDG031 | Global Irminger Sea | Apex Surface Mooring | Mooring Riser | 2-Wavelength Fluorometer (40m) | WET Labs | ECO FLBB-SB
GI01SUMO-RII11-02-PCO2WC051 | Global Irminger Sea | Apex Surface Mooring | Mooring Riser | pCO2 Water (40m) | Sunburst | SAMI-pCO2 - inductive
GI01SUMO-RII11-02-CTDMOQ012 | Global Irminger Sea | Apex Surface Mooring | Mooring Riser | CTD (60 m) | Sea-Bird | SBE 37IM
GI01SUMO-RII11-02-CTDBPP032 | Global Irminger Sea | Apex Surface Mooring | Mooring Riser | CTD (80 m) | Sea-Bird | SBE 16plus-IM V2
GI01SUMO-RII11-02-DOSTAD032 | Global Irminger Sea | Apex Surface Mooring | Mooring Riser | Dissolved Oxygen (80 m) | Aanderaa | Optode 4831
GI01SUMO-RII11-02-FLORDG032 | Global Irminger Sea | Apex Surface Mooring | Mooring Riser | 2-Wavelength Fluorometer (80 m) | WET Labs | ECO FLBB-SB
GI01SUMO-RII11-02-PCO2WC052 | Global Irminger Sea | Apex Surface Mooring | Mooring Riser | pCO2 Water (80 m) | Sunburst | SAMI-pCO2 - inductive
GI01SUMO-RII11-02-CTDMOQ013 | Global Irminger Sea | Apex Surface Mooring | Mooring Riser | CTD (100 m) | Sea-Bird | SBE 37IM
GI01SUMO-RII11-02-PHSENE042 | Global Irminger Sea | Apex Surface Mooring | Mooring Riser | Seawater pH (100 m) | Sunburst | SAMI-pH- inductive
GI01SUMO-RII11-02-CTDBPP033 | Global Irminger Sea | Apex Surface Mooring | Mooring Riser | CTD (130 m) | Sea-Bird | SBE 16plus-IM V2
GI01SUMO-RII11-02-DOSTAD033 | Global Irminger Sea | Apex Surface Mooring | Mooring Riser | Dissolved Oxygen (130 m) | Aanderaa | Optode 4831
GI01SUMO-RII11-02-FLORDG033 | Global Irminger Sea | Apex Surface Mooring | Mooring Riser | 2-Wavelength Fluorometer (130 m) | WET Labs | ECO FLBB-SB
GI01SUMO-RII11-02-PCO2WC053 | Global Irminger Sea | Apex Surface Mooring | Mooring Riser | pCO2 Water (130 m) | Sunburst | SAMI-pCO2 - inductive
GI01SUMO-RII11-02-CTDMOQ014 | Global Irminger Sea | Apex Surface Mooring | Mooring Riser | CTD (180 m) | Sea-Bird | SBE 37IM
GI01SUMO-RII11-02-CTDMOQ015 | Global Irminger Sea | Apex Surface Mooring | Mooring Riser | CTD (250 m) | Sea-Bird | SBE 37IM
GI01SUMO-RII11-02-CTDMOQ016 | Global Irminger Sea | Apex Surface Mooring | Mooring Riser | CTD (350 m) | Sea-Bird | SBE 37IM
GI01SUMO-RII11-02-ADCPSN010 | Global Irminger Sea | Apex Surface Mooring | Mooring Riser | Velocity Profiler (75 kHz) | Teledyne RDI | WorkHorse LongRanger Sentinel 75khz - inductive
GI01SUMO-RII11-02-CTDMOQ017 | Global Irminger Sea | Apex Surface Mooring | Mooring Riser | CTD (500 m) | Sea-Bird | SBE 37IM
GI01SUMO-RII11-02-CTDMOR018 | Global Irminger Sea | Apex Surface Mooring | Mooring Riser | CTD (750 m) | Sea-Bird | SBE 37IM
GI01SUMO-RII11-02-CTDMOR019 | Global Irminger Sea | Apex Surface Mooring | Mooring Riser | CTD (1000 m) | Sea-Bird | SBE 37IM
GI01SUMO-RII11-02-CTDMOR020 | Global Irminger Sea | Apex Surface Mooring | Mooring Riser | CTD (1500 m) | Sea-Bird | SBE 37IM
GI01SUMO-RII11-02-CTDMOQ031 | Global Irminger Sea | Apex Surface Mooring | Mooring Riser | CTD (40 m) | Sea-Bird | SBE 37IM
GI01SUMO-RII11-02-CTDMOQ033 | Global Irminger Sea | Apex Surface Mooring | Mooring Riser | CTD (130 m) | Sea-Bird | SBE 37IM
GI02HYPM | Global Irminger Sea | Apex Profiler Mooring
GI02HYPM-WFP02 | Global Irminger Sea | Apex Profiler Mooring | Wire-Following Profiler Upper
GI02HYPM-WFP02-00-WFPENG000 | Global Irminger Sea | Apex Profiler Mooring | Wire-Following Profiler Upper | Profiler Controller | McLane | MMP
GI02HYPM-WFP02-01-FLORDL000 | Global Irminger Sea | Apex Profiler Mooring | Wire-Following Profiler Upper | 2-Wavelength Fluorometer | WET Labs | FLBBRTD
GI02HYPM-WFP02-03-DOSTAL000 | Global Irminger Sea | Apex Profiler Mooring | Wire-Following Profiler Upper | Dissolved Oxygen | Aanderaa | Optode 4330
GI02HYPM-WFP02-04-CTDPFL000 | Global Irminger Sea | Apex Profiler Mooring | Wire-Following Profiler Upper | CTD | Sea-Bird | SBE 52MP
GI02HYPM-WFP02-05-VEL3DL000 | Global Irminger Sea | Apex Profiler Mooring | Wire-Following Profiler Upper | 3-D Single Point Velocity Meter | Falmouth Scientific | ACM-Plus
GI02HYPM-MPM01 | Global Irminger Sea | Apex Profiler Mooring | Mooring Riser
GI02HYPM-MPM01-02-ZPLSGA009 | Global Irminger Sea | Apex Profiler Mooring | Mooring Riser | Bio-acoustic Sonar (Global) | ASL Environmental Sciences | AZFP
GI02HYPM-MPM01-02-ZPLSGA010 | Global Irminger Sea | Apex Profiler Mooring | Mooring Riser | Bio-acoustic Sonar (Global) | ASL Environmental Sciences | AZFP
GI02HYPM-RIM01 | Global Irminger Sea | Apex Profiler Mooring | Mooring Riser
GI02HYPM-RIM01-02-CTDMOG039 | Global Irminger Sea | Apex Profiler Mooring | Mooring Riser | CTD | Sea-Bird | SBE 37IM
GI02HYPM-RIM01-00-SIOENG000 | Global Irminger Sea | Apex Profiler Mooring | Mooring Riser | Platform Controller | SIO | Subsurface mooring controller
GI03FLMA | Global Irminger Sea | Flanking Subsurface Mooring A
GI03FLMA-RIS01 | Global Irminger Sea | Flanking Subsurface Mooring A | Mooring Riser
GI03FLMA-RIS01-00-SIOENG000 | Global Irminger Sea | Flanking Subsurface Mooring A | Mooring Riser | Platform Controller | SIO | Subsurface mooring controller
GI03FLMA-RIS01-05-FLORTD000 | Global Irminger Sea | Flanking Subsurface Mooring A | Mooring Riser | 3-Wavelength Fluorometer | WET Labs | ECO Triplet-w
GI03FLMA-RIS01-04-PHSENF000 | Global Irminger Sea | Flanking Subsurface Mooring A | Mooring Riser | Seawater pH | Sunburst | SAMI-pH
GI03FLMA-RIS01-03-DOSTAD000 | Global Irminger Sea | Flanking Subsurface Mooring A | Mooring Riser | Dissolved Oxygen | Aanderaa | Optode 4831
GI03FLMA-RIM01 | Global Irminger Sea | Flanking Subsurface Mooring A | Mooring Riser
GI03FLMA-RIM01-02-ADCPSL003 | Global Irminger Sea | Flanking Subsurface Mooring A | Mooring Riser | Velocity Profiler (75 kHz) | Teledyne RDI | WorkHorse LongRanger Sentinel 75khz - inductive
GI03FLMA-RIM01-02-CTDMOG040 | Global Irminger Sea | Flanking Subsurface Mooring A | Mooring Riser | CTD (30 m) | Sea-Bird | SBE 37IM
GI03FLMA-RIM01-02-CTDMOG041 | Global Irminger Sea | Flanking Subsurface Mooring A | Mooring Riser | CTD (40 m) | Sea-Bird | SBE 37IM
GI03FLMA-RIM01-02-CTDMOG042 | Global Irminger Sea | Flanking Subsurface Mooring A | Mooring Riser | CTD (60 m) | Sea-Bird | SBE 37IM
GI03FLMA-RIM01-02-CTDMOG043 | Global Irminger Sea | Flanking Subsurface Mooring A | Mooring Riser | CTD (90 m) | Sea-Bird | SBE 37IM
GI03FLMA-RIM01-02-CTDMOG044 | Global Irminger Sea | Flanking Subsurface Mooring A | Mooring Riser | CTD (130 m) | Sea-Bird | SBE 37IM
GI03FLMA-RIM01-02-CTDMOG045 | Global Irminger Sea | Flanking Subsurface Mooring A | Mooring Riser | CTD (180 m) | Sea-Bird | SBE 37IM
GI03FLMA-RIM01-02-CTDMOG046 | Global Irminger Sea | Flanking Subsurface Mooring A | Mooring Riser | CTD (250 m) | Sea-Bird | SBE 37IM
GI03FLMA-RIM01-02-CTDMOG047 | Global Irminger Sea | Flanking Subsurface Mooring A | Mooring Riser | CTD (350 m) | Sea-Bird | SBE 37IM
GI03FLMA-RIM01-02-CTDMOG048 | Global Irminger Sea | Flanking Subsurface Mooring A | Mooring Riser | CTD (500 m) | Sea-Bird | SBE 37IM
GI03FLMA-RIM01-02-CTDMOH049 | Global Irminger Sea | Flanking Subsurface Mooring A | Mooring Riser | CTD (750 m) | Sea-Bird | SBE 37IM
GI03FLMA-RIM01-02-CTDMOH050 | Global Irminger Sea | Flanking Subsurface Mooring A | Mooring Riser | CTD (1000 m) | Sea-Bird | SBE 37IM
GI03FLMA-RIM01-02-CTDMOH051 | Global Irminger Sea | Flanking Subsurface Mooring A | Mooring Riser | CTD (1500 m) | Sea-Bird | SBE 37IM
GI03FLMA-RIM01-00-SIOENG000 | Global Irminger Sea | Flanking Subsurface Mooring A | Mooring Riser | Platform Controller | SIO | Subsurface mooring controller
GI03FLMA-RI000 | Global Irminger Sea | Flanking Subsurface Mooring A | Mooring Riser
GI03FLMA-RI000-00-CTDMOH000 | Global Irminger Sea | Flanking Subsurface Mooring A | Mooring Riser | CTD (1700 m) | Sea-Bird | SBE 37IM
GI03FLMA-RI000-00-CTDMOH700 | Global Irminger Sea | Flanking Subsurface Mooring A | Mooring Riser | CTD (2000 m) | Sea-Bird | SBE 37IM
GI03FLMA-RI000-00-CTDMOH400 | Global Irminger Sea | Flanking Subsurface Mooring A | Mooring Riser | CTD (2300 m) | Sea-Bird | SBE 37IM
GI03FLMA-RI000-00-CTDMOH100 | Global Irminger Sea | Flanking Subsurface Mooring A | Mooring Riser | CTDn (2600 m) | Sea-Bird | SBE 37IM
GI03FLMA-RI000-00-VELPTB000 | Global Irminger Sea | Flanking Subsurface Mooring A | Mooring Riser | Single Point Velocity Meter (1700 m) | Nortek | Aquadopp 3000m
GI03FLMA-RI000-00-VELPTB700 | Global Irminger Sea | Flanking Subsurface Mooring A | Mooring Riser | Single Point Velocity Meter (2000 m) | Nortek | Aquadopp 3000m
GI03FLMA-RI000-00-VELPTB400 | Global Irminger Sea | Flanking Subsurface Mooring A | Mooring Riser | Single Point Velocity Meter (2300 m) | Nortek | Aquadopp 3000m
GI03FLMA-RI000-00-VELPTB100 | Global Irminger Sea | Flanking Subsurface Mooring A | Mooring Riser | Single Point Velocity Meter (2600 m) | Nortek | Aquadopp 3000m
GI03FLMB | Global Irminger Sea | Flanking Subsurface Mooring B
GI03FLMB-RIS01 | Global Irminger Sea | Flanking Subsurface Mooring B | Mooring Riser
GI03FLMB-RIS01-00-SIOENG000 | Global Irminger Sea | Flanking Subsurface Mooring B | Mooring Riser | Platform Controller | SIO | Subsurface mooring controller
GI03FLMB-RIS01-05-FLORTD000 | Global Irminger Sea | Flanking Subsurface Mooring B | Mooring Riser | 3-Wavelength Fluorometer | WET Labs | ECO Triplet-w
GI03FLMB-RIS01-04-PHSENF000 | Global Irminger Sea | Flanking Subsurface Mooring B | Mooring Riser | Seawater pH | Sunburst | SAMI-pH
GI03FLMB-RIS01-03-DOSTAD000 | Global Irminger Sea | Flanking Subsurface Mooring B | Mooring Riser | Dissolved Oxygen | Aanderaa | Optode 4831
GI03FLMB-RIM01 | Global Irminger Sea | Flanking Subsurface Mooring B | Mooring Riser
GI03FLMB-RIM01-02-ADCPSL007 | Global Irminger Sea | Flanking Subsurface Mooring B | Mooring Riser | Velocity Profiler (75 kHz) | Teledyne RDI | WorkHorse LongRanger Sentinel 75khz - inductive
GI03FLMB-RIM01-02-CTDMOG060 | Global Irminger Sea | Flanking Subsurface Mooring B | Mooring Riser | CTD (30 m) | Sea-Bird | SBE 37IM
GI03FLMB-RIM01-02-CTDMOG061 | Global Irminger Sea | Flanking Subsurface Mooring B | Mooring Riser | CTD (40 m) | Sea-Bird | SBE 37IM
GI03FLMB-RIM01-02-CTDMOG062 | Global Irminger Sea | Flanking Subsurface Mooring B | Mooring Riser | CTD (60 m) | Sea-Bird | SBE 37IM
GI03FLMB-RIM01-02-CTDMOG063 | Global Irminger Sea | Flanking Subsurface Mooring B | Mooring Riser | CTD (90 m) | Sea-Bird | SBE 37IM
GI03FLMB-RIM01-02-CTDMOG064 | Global Irminger Sea | Flanking Subsurface Mooring B | Mooring Riser | CTD (130 m) | Sea-Bird | SBE 37IM
GI03FLMB-RIM01-02-CTDMOG065 | Global Irminger Sea | Flanking Subsurface Mooring B | Mooring Riser | CTD (180 m) | Sea-Bird | SBE 37IM
GI03FLMB-RIM01-02-CTDMOG066 | Global Irminger Sea | Flanking Subsurface Mooring B | Mooring Riser | CTD (250 m) | Sea-Bird | SBE 37IM
GI03FLMB-RIM01-02-CTDMOG067 | Global Irminger Sea | Flanking Subsurface Mooring B | Mooring Riser | CTD (350 m) | Sea-Bird | SBE 37IM
GI03FLMB-RIM01-02-CTDMOG068 | Global Irminger Sea | Flanking Subsurface Mooring B | Mooring Riser | CTD (500 m) | Sea-Bird | SBE 37IM
GI03FLMB-RIM01-02-CTDMOH069 | Global Irminger Sea | Flanking Subsurface Mooring B | Mooring Riser | CTD (750 m) | Sea-Bird | SBE 37IM
GI03FLMB-RIM01-02-CTDMOH070 | Global Irminger Sea | Flanking Subsurface Mooring B | Mooring Riser | CTD (1000 m) | Sea-Bird | SBE 37IM
GI03FLMB-RIM01-02-CTDMOH071 | Global Irminger Sea | Flanking Subsurface Mooring B | Mooring Riser | CTD (1500 m) | Sea-Bird | SBE 37IM
GI03FLMB-RIM01-00-SIOENG000 | Global Irminger Sea | Flanking Subsurface Mooring B | Mooring Riser | Platform Controller | SIO | Subsurface mooring controller
GI03FLMB-RI000 | Global Irminger Sea | Flanking Subsurface Mooring B | Mooring Riser
GI03FLMB-RI000-00-CTDMOH000 | Global Irminger Sea | Flanking Subsurface Mooring B | Mooring Riser | CTD (1800 m) | Sea-Bird | SBE 37IM
GI03FLMB-RI000-00-CTDMOH700 | Global Irminger Sea | Flanking Subsurface Mooring B | Mooring Riser | CTD (2100 m) | Sea-Bird | SBE 37IM
GI03FLMB-RI000-00-CTDMOH400 | Global Irminger Sea | Flanking Subsurface Mooring B | Mooring Riser | CTD (2400 m) | Sea-Bird | SBE 37IM
GI03FLMB-RI000-00-CTDMOH100 | Global Irminger Sea | Flanking Subsurface Mooring B | Mooring Riser | CTD (2700 m) | Sea-Bird | SBE 37IM
GI03FLMB-RI000-00-VELPTB000 | Global Irminger Sea | Flanking Subsurface Mooring B | Mooring Riser | Single Point Velocity Meter (1800 m) | Nortek | Aquadopp 3000m
GI03FLMB-RI000-00-VELPTB700 | Global Irminger Sea | Flanking Subsurface Mooring B | Mooring Riser | Single Point Velocity Meter (2100 m) | Nortek | Aquadopp 3000m
GI03FLMB-RI000-00-VELPTB400 | Global Irminger Sea | Flanking Subsurface Mooring B | Mooring Riser | Single Point Velocity Meter (2400 m) | Nortek | Aquadopp 3000m
GI03FLMB-RI000-00-VELPTB100 | Global Irminger Sea | Flanking Subsurface Mooring B | Mooring Riser | Single Point Velocity Meter (2700 m) | Nortek | Aquadopp 3000m
GI05MOAS | Global Irminger Sea | Mobile Assets
GI05MOAS-GL469 | Global Irminger Sea | Mobile Assets | Open Ocean Glider 469
GI05MOAS-GL469-00-ENG000000 | Global Irminger Sea | Mobile Assets | Open Ocean Glider 469 | Mobile Asset Controller | Teledyne Webb | G2 Slocum Gliders
GI05MOAS-GL469-01-FLORDM000 | Global Irminger Sea | Mobile Assets | Open Ocean Glider 469 | 2-Wavelength Fluorometer | WET Labs | ECO Puck FLBB-SLC
GI05MOAS-GL469-02-DOSTAM000 | Global Irminger Sea | Mobile Assets | Open Ocean Glider 469 | Dissolved Oxygen | Aanderaa | Optode 4831
GI05MOAS-GL469-04-CTDGVM000 | Global Irminger Sea | Mobile Assets | Open Ocean Glider 469 | CTD | Sea-Bird | SBE Glider Payload CTD (GP-CTD)
GI05MOAS-GL477 | Global Irminger Sea | Mobile Assets | Open Ocean Glider 477
GI05MOAS-GL477-00-ENG000000 | Global Irminger Sea | Mobile Assets | Open Ocean Glider 477 | Mobile Asset Controller | Teledyne Webb | G2 Slocum Gliders
GI05MOAS-GL477-01-FLORDM000 | Global Irminger Sea | Mobile Assets | Open Ocean Glider 477 | 2-Wavelength Fluorometer | WET Labs | ECO Puck FLBB-SLC
GI05MOAS-GL477-02-DOSTAM000 | Global Irminger Sea | Mobile Assets | Open Ocean Glider 477 | Dissolved Oxygen | Aanderaa | Optode 4831
GI05MOAS-GL477-04-CTDGVM000 | Global Irminger Sea | Mobile Assets | Open Ocean Glider 477 | CTD | Sea-Bird | SBE Glider Payload CTD (GP-CTD)
GI05MOAS-GL484 | Global Irminger Sea | Mobile Assets | Open Ocean Glider 484
GI05MOAS-GL484-00-ENG000000 | Global Irminger Sea | Mobile Assets | Open Ocean Glider 484 | Mobile Asset Controller | Teledyne Webb | G2 Slocum Gliders
GI05MOAS-GL484-01-FLORDM000 | Global Irminger Sea | Mobile Assets | Open Ocean Glider 484 | 2-Wavelength Fluorometer | WET Labs | ECO Puck FLBB-SLC
GI05MOAS-GL484-02-DOSTAM000 | Global Irminger Sea | Mobile Assets | Open Ocean Glider 484 | Dissolved Oxygen | Aanderaa | Optode 4831
GI05MOAS-GL484-04-CTDGVM000 | Global Irminger Sea | Mobile Assets | Open Ocean Glider 484 | CTD | Sea-Bird | SBE Glider Payload CTD (GP-CTD)
GI05MOAS-GL485 | Global Irminger Sea | Mobile Assets | Open Ocean Glider 485
GI05MOAS-GL485-00-ENG000000 | Global Irminger Sea | Mobile Assets | Open Ocean Glider 485 | Mobile Asset Controller | Teledyne Webb | G2 Slocum Gliders
GI05MOAS-GL485-01-FLORDM000 | Global Irminger Sea | Mobile Assets | Open Ocean Glider 485 | 2-Wavelength Fluorometer | WET Labs | ECO Puck FLBB-SLC
GI05MOAS-GL485-02-DOSTAM000 | Global Irminger Sea | Mobile Assets | Open Ocean Glider 485 | Dissolved Oxygen | Aanderaa | Optode 4831
GI05MOAS-GL485-04-CTDGVM000 | Global Irminger Sea | Mobile Assets | Open Ocean Glider 485 | CTD | Sea-Bird | SBE Glider Payload CTD (GP-CTD)
GI05MOAS-GL495 | Global Irminger Sea | Mobile Assets | Open Ocean Glider 495
GI05MOAS-GL495-00-ENG000000 | Global Irminger Sea | Mobile Assets | Open Ocean Glider 495 | Mobile Asset Controller | Teledyne Webb | G2 Slocum Gliders
GI05MOAS-GL495-01-FLORDM000 | Global Irminger Sea | Mobile Assets | Open Ocean Glider 495 | 2-Wavelength Fluorometer | WET Labs | ECO Puck FLBB-SLC
GI05MOAS-GL495-02-DOSTAM000 | Global Irminger Sea | Mobile Assets | Open Ocean Glider 495 | Dissolved Oxygen | Aanderaa | Optode 4831
GI05MOAS-GL495-04-CTDGVM000 | Global Irminger Sea | Mobile Assets | Open Ocean Glider 495 | CTD | Sea-Bird | SBE Glider Payload CTD (GP-CTD)
GI05MOAS-PG528 | Global Irminger Sea | Mobile Assets | Global Profiling Glider 528
GI05MOAS-PG528-00-ENG000000 | Global Irminger Sea | Mobile Assets | Global Profiling Glider 528 | Mobile Asset Controller | Teledyne Webb | G2 Slocum Gliders
GI05MOAS-PG528-01-CTDGVM000 | Global Irminger Sea | Mobile Assets | Global Profiling Glider 528 | CTD | Sea-Bird | SBE Glider Payload CTD (GP-CTD)
GI05MOAS-PG528-05-NUTNRM000 | Global Irminger Sea | Mobile Assets | Global Profiling Glider 528 | Nitrate | Satlantic | SUNA V2
GI05MOAS-PG528-06-PARADM000 | Global Irminger Sea | Mobile Assets | Global Profiling Glider 528 | Photosynthetically Available Radiation | Biospherical Instruments | QSP-2155
GI05MOAS-PG528-02-DOSTAM000 | Global Irminger Sea | Mobile Assets | Global Profiling Glider 528 | Dissolved Oxygen | Aanderaa | Optode 4831
GI05MOAS-PG528-03-FLORTM000 | Global Irminger Sea | Mobile Assets | Global Profiling Glider 528 | 3-Wavelength Fluorometer | WET Labs | ECO Puck FLBBCD-SLK
GI05MOAS-PG528-04-FLORTO000 | Global Irminger Sea | Mobile Assets | Global Profiling Glider 528 | 3-Wavelength Fluorometer | WET Labs | ECO BB3
GI05MOAS-GL478 | Global Irminger Sea | Mobile Assets | Open Ocean Glider 478
GI05MOAS-GL478-00-ENG000000 | Global Irminger Sea | Mobile Assets | Open Ocean Glider 478 | Mobile Asset Controller | Teledyne Webb | G2 Slocum Gliders
GI05MOAS-GL478-01-FLORDM000 | Global Irminger Sea | Mobile Assets | Open Ocean Glider 478 | 2-Wavelength Fluorometer | WET Labs | ECO Puck FLBB-SLC
GI05MOAS-GL478-02-DOSTAM000 | Global Irminger Sea | Mobile Assets | Open Ocean Glider 478 | Dissolved Oxygen | Aanderaa | Optode 4831
GI05MOAS-GL478-04-CTDGVM000 | Global Irminger Sea | Mobile Assets | Open Ocean Glider 478 | CTD | Sea-Bird | SBE Glider Payload CTD (GP-CTD)
GP02HYPM | Global Station Papa | Apex Profiler Mooring
GP02HYPM-WFP02 | Global Station Papa | Apex Profiler Mooring | Wire-Following Profiler Upper
GP02HYPM-WFP02-00-WFPENG000 | Global Station Papa | Apex Profiler Mooring | Wire-Following Profiler Upper | Profiler Controller | McLane | MMP
GP02HYPM-WFP02-01-FLORDL000 | Global Station Papa | Apex Profiler Mooring | Wire-Following Profiler Upper | 2-Wavelength Fluorometer | WET Labs | FLBBRTD
GP02HYPM-WFP02-03-DOSTAL000 | Global Station Papa | Apex Profiler Mooring | Wire-Following Profiler Upper | Dissolved Oxygen | Aanderaa | Optode 4330
GP02HYPM-WFP02-04-CTDPFL000 | Global Station Papa | Apex Profiler Mooring | Wire-Following Profiler Upper | CTD | Sea-Bird | SBE 52MP
GP02HYPM-WFP02-05-VEL3DL000 | Global Station Papa | Apex Profiler Mooring | Wire-Following Profiler Upper | 3-D Single Point Velocity Meter | Falmouth Scientific | ACM-Plus
GP02HYPM-WFP03 | Global Station Papa | Apex Profiler Mooring | Wire-Following Profiler Lower
GP02HYPM-WFP03-00-WFPENG000 | Global Station Papa | Apex Profiler Mooring | Wire-Following Profiler Lower | Profiler Controller | McLane | MMP
GP02HYPM-WFP03-01-FLORDL000 | Global Station Papa | Apex Profiler Mooring | Wire-Following Profiler Lower | 2-Wavelength Fluorometer | WET Labs | FLBBRTD
GP02HYPM-WFP03-03-DOSTAL000 | Global Station Papa | Apex Profiler Mooring | Wire-Following Profiler Lower | Dissolved Oxygen | Aanderaa | Optode 4330
GP02HYPM-WFP03-04-CTDPFL000 | Global Station Papa | Apex Profiler Mooring | Wire-Following Profiler Lower | CTD | Sea-Bird | SBE 52MP
GP02HYPM-WFP03-05-VEL3DL000 | Global Station Papa | Apex Profiler Mooring | Wire-Following Profiler Lower | 3-D Single Point Velocity Meter | Falmouth Scientific | ACM-Plus
GP02HYPM-MPM01 | Global Station Papa | Apex Profiler Mooring | Mooring Riser
GP02HYPM-MPM01-02-ZPLSGA009 | Global Station Papa | Apex Profiler Mooring | Mooring Riser | Bio-acoustic Sonar (Global) | ASL Environmental Sciences | AZFP
GP02HYPM-MPM01-02-ZPLSGA010 | Global Station Papa | Apex Profiler Mooring | Mooring Riser | Bio-acoustic Sonar (Global) | ASL Environmental Sciences | AZFP
GP02HYPM-RIM01 | Global Station Papa | Apex Profiler Mooring | Mooring Riser
GP02HYPM-RIM01-02-CTDMOG039 | Global Station Papa | Apex Profiler Mooring | Mooring Riser | CTD | Sea-Bird | SBE 37IM
GP02HYPM-RIM01-00-SIOENG000 | Global Station Papa | Apex Profiler Mooring | Mooring Riser | Platform Controller | SIO | Subsurface mooring controller
GP03FLMA | Global Station Papa | Flanking Subsurface Mooring A
GP03FLMA-RIS01 | Global Station Papa | Flanking Subsurface Mooring A | Mooring Riser
GP03FLMA-RIS01-00-SIOENG000 | Global Station Papa | Flanking Subsurface Mooring A | Mooring Riser | Platform Controller | SIO | Subsurface mooring controller
GP03FLMA-RIS01-05-FLORTD000 | Global Station Papa | Flanking Subsurface Mooring A | Mooring Riser | 3-Wavelength Fluorometer | WET Labs | ECO Triplet-w
GP03FLMA-RIS01-04-PHSENF000 | Global Station Papa | Flanking Subsurface Mooring A | Mooring Riser | Seawater pH | Sunburst | SAMI-pH
GP03FLMA-RIS01-03-DOSTAD000 | Global Station Papa | Flanking Subsurface Mooring A | Mooring Riser | Dissolved Oxygen | Aanderaa | Optode 4831
GP03FLMA-RIM01 | Global Station Papa | Flanking Subsurface Mooring A | Mooring Riser
GP03FLMA-RIM01-02-ADCPSL003 | Global Station Papa | Flanking Subsurface Mooring A | Mooring Riser | Velocity Profiler (75 kHz) | Teledyne RDI | WorkHorse LongRanger Sentinel 75khz - inductive
GP03FLMA-RIM01-02-CTDMOG040 | Global Station Papa | Flanking Subsurface Mooring A | Mooring Riser | CTD (30 m) | Sea-Bird | SBE 37IM
GP03FLMA-RIM01-02-CTDMOG041 | Global Station Papa | Flanking Subsurface Mooring A | Mooring Riser | CTD (40 m) | Sea-Bird | SBE 37IM
GP03FLMA-RIM01-02-CTDMOG042 | Global Station Papa | Flanking Subsurface Mooring A | Mooring Riser | CTD (60 m) | Sea-Bird | SBE 37IM
GP03FLMA-RIM01-02-CTDMOG043 | Global Station Papa | Flanking Subsurface Mooring A | Mooring Riser | CTD (90 m) | Sea-Bird | SBE 37IM
GP03FLMA-RIM01-02-CTDMOG044 | Global Station Papa | Flanking Subsurface Mooring A | Mooring Riser | CTD (130 m) | Sea-Bird | SBE 37IM
GP03FLMA-RIM01-02-CTDMOG045 | Global Station Papa | Flanking Subsurface Mooring A | Mooring Riser | CTD (180 m) | Sea-Bird | SBE 37IM
GP03FLMA-RIM01-02-CTDMOG046 | Global Station Papa | Flanking Subsurface Mooring A | Mooring Riser | CTD (250 m) | Sea-Bird | SBE 37IM
GP03FLMA-RIM01-02-CTDMOG047 | Global Station Papa | Flanking Subsurface Mooring A | Mooring Riser | CTD (350 m) | Sea-Bird | SBE 37IM
GP03FLMA-RIM01-02-CTDMOG048 | Global Station Papa | Flanking Subsurface Mooring A | Mooring Riser | CTD (500 m) | Sea-Bird | SBE 37IM
GP03FLMA-RIM01-02-CTDMOH049 | Global Station Papa | Flanking Subsurface Mooring A | Mooring Riser | CTD (750 m) | Sea-Bird | SBE 37IM
GP03FLMA-RIM01-02-CTDMOH050 | Global Station Papa | Flanking Subsurface Mooring A | Mooring Riser | CTD (1000 m) | Sea-Bird | SBE 37IM
GP03FLMA-RIM01-02-CTDMOH051 | Global Station Papa | Flanking Subsurface Mooring A | Mooring Riser | CTD (1500 m) | Sea-Bird | SBE 37IM
GP03FLMA-RIM01-00-SIOENG000 | Global Station Papa | Flanking Subsurface Mooring A | Mooring Riser | Platform Controller | SIO | Subsurface mooring controller
GP03FLMB | Global Station Papa | Flanking Subsurface Mooring B
GP03FLMB-RIS01 | Global Station Papa | Flanking Subsurface Mooring B | Mooring Riser
GP03FLMB-RIS01-00-SIOENG000 | Global Station Papa | Flanking Subsurface Mooring B | Mooring Riser | Platform Controller | SIO | Subsurface mooring controller
GP03FLMB-RIS01-05-FLORTD000 | Global Station Papa | Flanking Subsurface Mooring B | Mooring Riser | 3-Wavelength Fluorometer | WET Labs | ECO Triplet-w
GP03FLMB-RIS01-04-PHSENF000 | Global Station Papa | Flanking Subsurface Mooring B | Mooring Riser | Seawater pH | Sunburst | SAMI-pH
GP03FLMB-RIS01-03-DOSTAD000 | Global Station Papa | Flanking Subsurface Mooring B | Mooring Riser | Dissolved Oxygen | Aanderaa | Optode 4831
GP03FLMB-RIM01 | Global Station Papa | Flanking Subsurface Mooring B | Mooring Riser
GP03FLMB-RIM01-02-ADCPSL007 | Global Station Papa | Flanking Subsurface Mooring B | Mooring Riser | Velocity Profiler (75 kHz) | Teledyne RDI | WorkHorse LongRanger Sentinel 75khz - inductive
GP03FLMB-RIM01-02-CTDMOG060 | Global Station Papa | Flanking Subsurface Mooring B | Mooring Riser | CTD (30 m) | Sea-Bird | SBE 37IM
GP03FLMB-RIM01-02-CTDMOG061 | Global Station Papa | Flanking Subsurface Mooring B | Mooring Riser | CTD (40 m) | Sea-Bird | SBE 37IM
GP03FLMB-RIM01-02-CTDMOG062 | Global Station Papa | Flanking Subsurface Mooring B | Mooring Riser | CTD (60 m) | Sea-Bird | SBE 37IM
GP03FLMB-RIM01-02-CTDMOG063 | Global Station Papa | Flanking Subsurface Mooring B | Mooring Riser | CTD (90 m) | Sea-Bird | SBE 37IM
GP03FLMB-RIM01-02-CTDMOG064 | Global Station Papa | Flanking Subsurface Mooring B | Mooring Riser | CTD (130 m) | Sea-Bird | SBE 37IM
GP03FLMB-RIM01-02-CTDMOG065 | Global Station Papa | Flanking Subsurface Mooring B | Mooring Riser | CTD (180 m) | Sea-Bird | SBE 37IM
GP03FLMB-RIM01-02-CTDMOG066 | Global Station Papa | Flanking Subsurface Mooring B | Mooring Riser | CTD (250 m) | Sea-Bird | SBE 37IM
GP03FLMB-RIM01-02-CTDMOG067 | Global Station Papa | Flanking Subsurface Mooring B | Mooring Riser | CTD (350 m) | Sea-Bird | SBE 37IM
GP03FLMB-RIM01-02-CTDMOG068 | Global Station Papa | Flanking Subsurface Mooring B | Mooring Riser | CTD (500 m) | Sea-Bird | SBE 37IM
GP03FLMB-RIM01-02-CTDMOH069 | Global Station Papa | Flanking Subsurface Mooring B | Mooring Riser | CTD (750 m) | Sea-Bird | SBE 37IM
GP03FLMB-RIM01-02-CTDMOH070 | Global Station Papa | Flanking Subsurface Mooring B | Mooring Riser | CTD (1000 m) | Sea-Bird | SBE 37IM
GP03FLMB-RIM01-02-CTDMOH071 | Global Station Papa | Flanking Subsurface Mooring B | Mooring Riser | CTD (1500 m) | Sea-Bird | SBE 37IM
GP03FLMB-RIM01-00-SIOENG000 | Global Station Papa | Flanking Subsurface Mooring B | Mooring Riser | Platform Controller | SIO | Subsurface mooring controller
GP05MOAS | Global Station Papa | Mobile Assets
GP05MOAS-GL276 | Global Station Papa | Mobile Assets | Open Ocean Glider 276
GP05MOAS-GL276-00-ENG000000 | Global Station Papa | Mobile Assets | Open Ocean Glider 276 | Mobile Asset Controller | Teledyne Webb | G2 Slocum Gliders
GP05MOAS-GL276-02-DOSTAM000 | Global Station Papa | Mobile Assets | Open Ocean Glider 276 | Dissolved Oxygen | Aanderaa | Optode 4831
GP05MOAS-GL276-04-CTDGVM000 | Global Station Papa | Mobile Assets | Open Ocean Glider 276 | CTD | Sea-Bird | SBE Glider Payload CTD (GP-CTD)
GP05MOAS-GL276-01-FLORDM000 | Global Station Papa | Mobile Assets | Open Ocean Glider 276 | 2-Wavelength Fluorometer | WET Labs | ECO Puck FLBB-SLC
GP05MOAS-GL361 | Global Station Papa | Mobile Assets | Open Ocean Glider 361
GP05MOAS-GL361-00-ENG000000 | Global Station Papa | Mobile Assets | Open Ocean Glider 361 | Mobile Asset Controller | Teledyne Webb | G2 Slocum Gliders
GP05MOAS-GL361-01-FLORDM000 | Global Station Papa | Mobile Assets | Open Ocean Glider 361 | 2-Wavelength Fluorometer | WET Labs | ECO Puck FLBB-SLC
GP05MOAS-GL361-02-DOSTAM000 | Global Station Papa | Mobile Assets | Open Ocean Glider 361 | Dissolved Oxygen | Aanderaa | Optode 4831
GP05MOAS-GL361-04-CTDGVM000 | Global Station Papa | Mobile Assets | Open Ocean Glider 361 | CTD | Sea-Bird | SBE Glider Payload CTD (GP-CTD)
GP05MOAS-GL362 | Global Station Papa | Mobile Assets | Open Ocean Glider 362
GP05MOAS-GL362-00-ENG000000 | Global Station Papa | Mobile Assets | Open Ocean Glider 362 | Mobile Asset Controller | Teledyne Webb | G2 Slocum Gliders
GP05MOAS-GL362-01-FLORDM000 | Global Station Papa | Mobile Assets | Open Ocean Glider 362 | 2-Wavelength Fluorometer | WET Labs | ECO Puck FLBB-SLC
GP05MOAS-GL362-02-DOSTAM000 | Global Station Papa | Mobile Assets | Open Ocean Glider 362 | Dissolved Oxygen | Aanderaa | Optode 4831
GP05MOAS-GL362-04-CTDGVM000 | Global Station Papa | Mobile Assets | Open Ocean Glider 362 | CTD | Sea-Bird | SBE Glider Payload CTD (GP-CTD)
GP05MOAS-GL363 | Global Station Papa | Mobile Assets | Open Ocean Glider 363
GP05MOAS-GL363-00-ENG000000 | Global Station Papa | Mobile Assets | Open Ocean Glider 363 | Mobile Asset Controller | Teledyne Webb | G2 Slocum Gliders
GP05MOAS-GL363-01-FLORDM000 | Global Station Papa | Mobile Assets | Open Ocean Glider 363 | 2-Wavelength Fluorometer | WET Labs | ECO Puck FLBB-SLC
GP05MOAS-GL363-02-DOSTAM000 | Global Station Papa | Mobile Assets | Open Ocean Glider 363 | Dissolved Oxygen | Aanderaa | Optode 4831
GP05MOAS-GL363-04-CTDGVM000 | Global Station Papa | Mobile Assets | Open Ocean Glider 363 | CTD | Sea-Bird | SBE Glider Payload CTD (GP-CTD)
GP05MOAS-GL364 | Global Station Papa | Mobile Assets | Open Ocean Glider 364
GP05MOAS-GL364-00-ENG000000 | Global Station Papa | Mobile Assets | Open Ocean Glider 364 | Mobile Asset Controller | Teledyne Webb | G2 Slocum Gliders
GP05MOAS-GL364-01-FLORDM000 | Global Station Papa | Mobile Assets | Open Ocean Glider 364 | 2-Wavelength Fluorometer | WET Labs | ECO Puck FLBB-SLC
GP05MOAS-GL364-02-DOSTAM000 | Global Station Papa | Mobile Assets | Open Ocean Glider 364 | Dissolved Oxygen | Aanderaa | Optode 4831
GP05MOAS-GL364-04-CTDGVM000 | Global Station Papa | Mobile Assets | Open Ocean Glider 364 | CTD | Sea-Bird | SBE Glider Payload CTD (GP-CTD)
GP05MOAS-GL365 | Global Station Papa | Mobile Assets | Open Ocean Glider 365
GP05MOAS-GL365-00-ENG000000 | Global Station Papa | Mobile Assets | Open Ocean Glider 365 | Mobile Asset Controller | Teledyne Webb | G2 Slocum Gliders
GP05MOAS-GL365-01-FLORDM000 | Global Station Papa | Mobile Assets | Open Ocean Glider 365 | 2-Wavelength Fluorometer | WET Labs | ECO Puck FLBB-SLC
GP05MOAS-GL365-02-DOSTAM000 | Global Station Papa | Mobile Assets | Open Ocean Glider 365 | Dissolved Oxygen | Aanderaa | Optode 4831
GP05MOAS-GL365-04-CTDGVM000 | Global Station Papa | Mobile Assets | Open Ocean Glider 365 | CTD | Sea-Bird | SBE Glider Payload CTD (GP-CTD)
GP05MOAS-GL453 | Global Station Papa | Mobile Assets | Open Ocean Glider 453
GP05MOAS-GL453-00-ENG000000 | Global Station Papa | Mobile Assets | Open Ocean Glider 453 | Mobile Asset Controller | Teledyne Webb | G2 Slocum Gliders
GP05MOAS-GL453-01-FLORDM000 | Global Station Papa | Mobile Assets | Open Ocean Glider 453 | 2-Wavelength Fluorometer | WET Labs | ECO Puck FLBB-SLC
GP05MOAS-GL453-02-DOSTAM000 | Global Station Papa | Mobile Assets | Open Ocean Glider 453 | Dissolved Oxygen | Aanderaa | Optode 4831
GP05MOAS-GL453-04-CTDGVM000 | Global Station Papa | Mobile Assets | Open Ocean Glider 453 | CTD | Sea-Bird | SBE Glider Payload CTD (GP-CTD)
GP05MOAS-GL523 | Global Station Papa | Mobile Assets | Open Ocean Glider 523
GP05MOAS-GL523-00-ENG000000 | Global Station Papa | Mobile Assets | Open Ocean Glider 523 | Mobile Asset Controller | Teledyne Webb | G2 Slocum Gliders
GP05MOAS-GL523-01-FLORDM000 | Global Station Papa | Mobile Assets | Open Ocean Glider 523 | 2-Wavelength Fluorometer | WET Labs | ECO Puck FLBB-SLC
GP05MOAS-GL523-02-DOSTAM000 | Global Station Papa | Mobile Assets | Open Ocean Glider 523 | Dissolved Oxygen | Aanderaa | Optode 4831
GP05MOAS-GL523-04-CTDGVM000 | Global Station Papa | Mobile Assets | Open Ocean Glider 523 | CTD | Sea-Bird | SBE Glider Payload CTD (GP-CTD)
GP05MOAS-GL525 | Global Station Papa | Mobile Assets | Open Ocean Glider 525
GP05MOAS-GL525-00-ENG000000 | Global Station Papa | Mobile Assets | Open Ocean Glider 525 | Mobile Asset Controller | Teledyne Webb | G2 Slocum Gliders
GP05MOAS-GL525-01-FLORDM000 | Global Station Papa | Mobile Assets | Open Ocean Glider 525 | 2-Wavelength Fluorometer | WET Labs | ECO Puck FLBB-SLC
GP05MOAS-GL525-02-DOSTAM000 | Global Station Papa | Mobile Assets | Open Ocean Glider 525 | Dissolved Oxygen | Aanderaa | Optode 4831
GP05MOAS-GL525-04-CTDGVM000 | Global Station Papa | Mobile Assets | Open Ocean Glider 525 | CTD | Sea-Bird | SBE Glider Payload CTD (GP-CTD)
GP05MOAS-GL537 | Global Station Papa | Mobile Assets | Open Ocean Glider 537
GP05MOAS-GL537-00-ENG000000 | Global Station Papa | Mobile Assets | Open Ocean Glider 537 | Mobile Asset Controller | Teledyne Webb | G2 Slocum Gliders
GP05MOAS-GL537-01-FLORDM000 | Global Station Papa | Mobile Assets | Open Ocean Glider 537 | 2-Wavelength Fluorometer | WET Labs | ECO Puck FLBB-SLC
GP05MOAS-GL537-02-DOSTAM000 | Global Station Papa | Mobile Assets | Open Ocean Glider 537 | Dissolved Oxygen | Aanderaa | Optode 4831
GP05MOAS-GL537-04-CTDGVM000 | Global Station Papa | Mobile Assets | Open Ocean Glider 537 | CTD | Sea-Bird | SBE Glider Payload CTD (GP-CTD)
GP05MOAS-PG514 | Global Station Papa | Mobile Assets | Global Profiling Glider 514
GP05MOAS-PG514-00-ENG000000 | Global Station Papa | Mobile Assets | Global Profiling Glider 514 | Mobile Asset Controller | Teledyne Webb | G2 Slocum Gliders
GP05MOAS-PG514-02-DOSTAM000 | Global Station Papa | Mobile Assets | Global Profiling Glider 514 | Dissolved Oxygen | Aanderaa | Optode 4831
GP05MOAS-PG514-01-CTDGVM000 | Global Station Papa | Mobile Assets | Global Profiling Glider 514 | CTD | Sea-Bird | SBE Glider Payload CTD (GP-CTD)
GP05MOAS-PG514-03-FLORTM000 | Global Station Papa | Mobile Assets | Global Profiling Glider 514 | 3-Wavelength Fluorometer | WET Labs | ECO Puck FLBBCD-SLK
GP05MOAS-PG514-03-NUTNRM000 | Global Station Papa | Mobile Assets | Global Profiling Glider 514 | Nitrate | Satlantic | SUNA V2
GP05MOAS-PG514-04-FLORTO000 | Global Station Papa | Mobile Assets | Global Profiling Glider 514 | 3-Wavelength Fluorometer | WET Labs | ECO BB3
GP05MOAS-PG514-05-NUTNRM000 | Global Station Papa | Mobile Assets | Global Profiling Glider 514 | Nitrate | Satlantic | SUNA V2
GP05MOAS-PG514-06-PARADM000 | Global Station Papa | Mobile Assets | Global Profiling Glider 514 | Photosynthetically Available Radiation | Biospherical Instruments | QSP-2155
GP05MOAS-PG515 | Global Station Papa | Mobile Assets | Global Profiling Glider 515
GP05MOAS-PG515-00-ENG000000 | Global Station Papa | Mobile Assets | Global Profiling Glider 515 | Mobile Asset Controller | Teledyne Webb | G2 Slocum Gliders
GP05MOAS-PG515-01-CTDGVM000 | Global Station Papa | Mobile Assets | Global Profiling Glider 515 | CTD | Sea-Bird | SBE Glider Payload CTD (GP-CTD)
GP05MOAS-PG515-06-PARADM000 | Global Station Papa | Mobile Assets | Global Profiling Glider 515 | Photosynthetically Available Radiation | Biospherical Instruments | QSP-2155
GP05MOAS-PG515-04-PARADM000 | Global Station Papa | Mobile Assets | Global Profiling Glider 515 | Photosynthetically Available Radiation | Biospherical Instruments | QSP-2155
GP05MOAS-PG515-02-DOSTAM000 | Global Station Papa | Mobile Assets | Global Profiling Glider 515 | Dissolved Oxygen | Aanderaa | Optode 4831
GP05MOAS-PG515-03-FLORTM000 | Global Station Papa | Mobile Assets | Global Profiling Glider 515 | 3-Wavelength Fluorometer | WET Labs | ECO Puck FLBBCD-SLK
GP05MOAS-PG515-04-FLORTO000 | Global Station Papa | Mobile Assets | Global Profiling Glider 515 | 3-Wavelength Fluorometer | WET Labs | ECO BB3
GP05MOAS-PG515-02-FLORTM000 | Global Station Papa | Mobile Assets | Global Profiling Glider 515 | 3-Wavelength Fluorometer | WET Labs | ECO Puck FLBBCD-SLK
GP05MOAS-PG515-03-FLORTO000 | Global Station Papa | Mobile Assets | Global Profiling Glider 515 | 3-Wavelength Fluorometer | WET Labs | ECO BB3
GP05MOAS-PG515-05-NUTNRM000 | Global Station Papa | Mobile Assets | Global Profiling Glider 515 | Nitrate | Satlantic | SUNA V2
CP01CNSM | Coastal Pioneer | Central Surface Mooring
CP01CNSM-SBC11 | Coastal Pioneer | Central Surface Mooring | Surface Buoy
CP01CNSM-SBC11-00-CPMENG000 | Coastal Pioneer | Central Surface Mooring | Surface Buoy | Platform Controller | WHOI | Communications and Power Manager
CP01CNSM-SBD11 | Coastal Pioneer | Central Surface Mooring | Surface Buoy
CP01CNSM-SBD11-00-DCLENG000 | Coastal Pioneer | Central Surface Mooring | Surface Buoy | Data Concentrator Logger (DCL) | WHOI | Data Concentrator Logger
CP01CNSM-SBD11 | Coastal Pioneer | Central Surface Mooring | Surface Buoy
CP01CNSM-SBD11-01-MOPAK0000 | Coastal Pioneer | Central Surface Mooring | Surface Buoy | 3-Axis Motion Pack | MicroStrain | 3DM-GX3-25
CP01CNSM-SBD11-02-HYDGN0000 | Coastal Pioneer | Central Surface Mooring | Surface Buoy | Hydrogen Sensor | RKI Instruments | M2A transmitters
CP01CNSM-SBD11-06-METBKA000 | Coastal Pioneer | Central Surface Mooring | Surface Buoy | Bulk Meteorology Instrument Package | Star Engineering | ASIMET
CP01CNSM-SBD12 | Coastal Pioneer | Central Surface Mooring | Surface Buoy
CP01CNSM-SBD12-00-DCLENG000 | Coastal Pioneer | Central Surface Mooring | Surface Buoy | Data Concentrator Logger (DCL) | WHOI | Data Concentrator Logger
CP01CNSM-SBD12-03-HYDGN0000 | Coastal Pioneer | Central Surface Mooring | Surface Buoy | Hydrogen Sensor | RKI Instruments | M2A transmitters
CP01CNSM-SBD12-04-PCO2AA000 | Coastal Pioneer | Central Surface Mooring | Surface Buoy | pCO2 Air-Sea | Pro-Oceanus | pCO2-pro
CP01CNSM-SBD12-05-WAVSSA000 | Coastal Pioneer | Central Surface Mooring | Surface Buoy | Surface Wave Spectra | Axys Technologies | TRIAXYS
CP01CNSM-SBD12-06-METBKA000 | Coastal Pioneer | Central Surface Mooring | Surface Buoy | Bulk Meteorology Instrument Package | Star Engineering | ASIMET
CP01CNSM-SBD12-08-FDCHPA000 | Coastal Pioneer | Central Surface Mooring | Surface Buoy | Direct Covariance Flux | WHOI | DCFS
CP01CNSM-RIC21 | Coastal Pioneer | Central Surface Mooring | Near Surface Instrument Frame
CP01CNSM-RIC21-00-CPMENG000 | Coastal Pioneer | Central Surface Mooring | Near Surface Instrument Frame | Platform Controller | WHOI | Communications and Power Manager
CP01CNSM-RID26 | Coastal Pioneer | Central Surface Mooring | Near Surface Instrument Frame
CP01CNSM-RID26-00-DCLENG000 | Coastal Pioneer | Central Surface Mooring | Near Surface Instrument Frame | Data Concentrator Logger (DCL) | WHOI | Data Concentrator Logger
CP01CNSM-RID26-04-VELPTA000 | Coastal Pioneer | Central Surface Mooring | Near Surface Instrument Frame | Single Point Velocity Meter | Nortek | Aquadopp 300m
CP01CNSM-RID26-06-PHSEND000 | Coastal Pioneer | Central Surface Mooring | Near Surface Instrument Frame | Seawater pH | Sunburst | SAMI-pH
CP01CNSM-RID26-07-NUTNRB000 | Coastal Pioneer | Central Surface Mooring | Near Surface Instrument Frame | Nitrate | Satlantic | ISUS
CP01CNSM-RID26-08-SPKIRB000 | Coastal Pioneer | Central Surface Mooring | Near Surface Instrument Frame | Spectral Irradiance | Satlantic | OCR507 ICSW
CP01CNSM-RID27 | Coastal Pioneer | Central Surface Mooring | Near Surface Instrument Frame
CP01CNSM-RID27-00-DCLENG000 | Coastal Pioneer | Central Surface Mooring | Near Surface Instrument Frame | Data Concentrator Logger (DCL) | WHOI | Data Concentrator Logger
CP01CNSM-RID27-01-OPTAAD000 | Coastal Pioneer | Central Surface Mooring | Near Surface Instrument Frame | Spectrophotometer | WET Labs | AC-S
CP01CNSM-RID27-02-FLORTD000 | Coastal Pioneer | Central Surface Mooring | Near Surface Instrument Frame | 3-Wavelength Fluorometer | WET Labs | ECO Triplet-w
CP01CNSM-RID27-03-CTDBPC000 | Coastal Pioneer | Central Surface Mooring | Near Surface Instrument Frame | CTD | Sea-Bird | SBE 16plusV2
CP01CNSM-RID27-04-DOSTAD000 | Coastal Pioneer | Central Surface Mooring | Near Surface Instrument Frame | Dissolved Oxygen | Aanderaa | Optode 4831
CP01CNSM-MFC31 | Coastal Pioneer | Central Surface Mooring | Seafloor Multi-Function Node (MFN)
CP01CNSM-MFC31-00-CPMENG000 | Coastal Pioneer | Central Surface Mooring | Seafloor Multi-Function Node (MFN) | Platform Controller | WHOI | Communications and Power Manager
CP01CNSM-MFD35 | Coastal Pioneer | Central Surface Mooring | Seafloor Multi-Function Node (MFN)
CP01CNSM-MFD35-00-DCLENG000 | Coastal Pioneer | Central Surface Mooring | Seafloor Multi-Function Node (MFN) | Data Concentrator Logger (DCL) | WHOI | Data Concentrator Logger
CP01CNSM-MFD35-01-ADCPTF000 | Coastal Pioneer | Central Surface Mooring | Seafloor Multi-Function Node (MFN) | Velocity Profiler (150kHz) | Teledyne RDI | WorkHorse Sentinel 150khz
CP01CNSM-MFD35-02-PRESFB000 | Coastal Pioneer | Central Surface Mooring | Seafloor Multi-Function Node (MFN) | Seafloor Pressure | Sea-Bird | SBE 26plus
CP01CNSM-MFD35-04-VELPTA000 | Coastal Pioneer | Central Surface Mooring | Seafloor Multi-Function Node (MFN) | Single Point Velocity Meter | Nortek | Aquadopp 300m
CP01CNSM-MFD35-05-PCO2WB000 | Coastal Pioneer | Central Surface Mooring | Seafloor Multi-Function Node (MFN) | pCO2 Water | Sunburst | SAMI-pCO2
CP01CNSM-MFD35-06-PHSEND000 | Coastal Pioneer | Central Surface Mooring | Seafloor Multi-Function Node (MFN) | Seawater pH | Sunburst | SAMI-pH
CP01CNSM-MFD37 | Coastal Pioneer | Central Surface Mooring | Seafloor Multi-Function Node (MFN)
CP01CNSM-MFD37-00-DCLENG000 | Coastal Pioneer | Central Surface Mooring | Seafloor Multi-Function Node (MFN) | Data Concentrator Logger (DCL) | WHOI | Data Concentrator Logger
CP01CNSM-MFD37-01-OPTAAD000 | Coastal Pioneer | Central Surface Mooring | Seafloor Multi-Function Node (MFN) | Spectrophotometer | WET Labs | AC-S
CP01CNSM-MFD37-03-CTDBPD000 | Coastal Pioneer | Central Surface Mooring | Seafloor Multi-Function Node (MFN) | CTD | Sea-Bird | SBE 16plusV2
CP01CNSM-MFD37-04-DOSTAD000 | Coastal Pioneer | Central Surface Mooring | Seafloor Multi-Function Node (MFN) | Dissolved Oxygen | Aanderaa | Optode 4831
CP01CNSM-MFD37-07-ZPLSCC000 | Coastal Pioneer | Central Surface Mooring | Seafloor Multi-Function Node (MFN) | Bio-acoustic Sonar (Coastal) | ASL Environmental Sciences | AZFP
CP01CNSP | Coastal Pioneer | Central Surface Piercing Profiler Mooring
CP01CNSP-SP001 | Coastal Pioneer | Central Surface Piercing Profiler Mooring | Surface Piercing Profiler
CP01CNSP-SP001-00-SPPENG000 | Coastal Pioneer | Central Surface Piercing Profiler Mooring | Surface Piercing Profiler | Profiler Controller | WET Labs | AMP
CP01CNSP-SP001-02-OPTAAJ000 | Coastal Pioneer | Central Surface Piercing Profiler Mooring | Surface Piercing Profiler | Spectrophotometer | WET Labs | AC-S
CP01CNSP-SP001-03-NUTNRJ000 | Coastal Pioneer | Central Surface Piercing Profiler Mooring | Surface Piercing Profiler | Nitrate | Satlantic | SUNA V2
CP01CNSP-SP001-05-VELPTJ000 | Coastal Pioneer | Central Surface Piercing Profiler Mooring | Surface Piercing Profiler | Single Point Velocity Meter | Nortek | Aquadopp HR
CP01CNSP-SP001-06-DOSTAJ000 | Coastal Pioneer | Central Surface Piercing Profiler Mooring | Surface Piercing Profiler | Dissolved Oxygen | Aanderaa | Optode 4831
CP01CNSP-SP001-07-SPKIRJ000 | Coastal Pioneer | Central Surface Piercing Profiler Mooring | Surface Piercing Profiler | Spectral Irradiance | Satlantic | OCR507 ICSW
CP01CNSP-SP001-08-CTDPFJ000 | Coastal Pioneer | Central Surface Piercing Profiler Mooring | Surface Piercing Profiler | CTD | Sea-Bird | FastCAT 49 CTD
CP01CNSP-SP001-09-FLORTJ000 | Coastal Pioneer | Central Surface Piercing Profiler Mooring | Surface Piercing Profiler | 3-Wavelength Fluorometer | WET Labs | ECO Triplet-w
CP01CNSP-SP001-10-PARADJ000 | Coastal Pioneer | Central Surface Piercing Profiler Mooring | Surface Piercing Profiler | Photosynthetically Available Radiation | WET Labs | ECO PAR
CP03ISSM | Coastal Pioneer | Inshore Surface Mooring
CP03ISSM-SBC11 | Coastal Pioneer | Inshore Surface Mooring | Surface Buoy
CP03ISSM-SBC11-00-CPMENG000 | Coastal Pioneer | Inshore Surface Mooring | Surface Buoy | Platform Controller | WHOI | Communications and Power Manager
CP03ISSM-SBD11 | Coastal Pioneer | Inshore Surface Mooring | Surface Buoy
CP03ISSM-SBD11-00-DCLENG000 | Coastal Pioneer | Inshore Surface Mooring | Surface Buoy | Data Concentrator Logger (DCL) | WHOI | Data Concentrator Logger
CP03ISSM-SBD11-01-MOPAK0000 | Coastal Pioneer | Inshore Surface Mooring | Surface Buoy | 3-Axis Motion Pack | MicroStrain | 3DM-GX3-25
CP03ISSM-SBD11-02-HYDGN0000 | Coastal Pioneer | Inshore Surface Mooring | Surface Buoy | Hydrogen Sensor | RKI Instruments | M2A transmitters
CP03ISSM-SBD11-06-METBKA000 | Coastal Pioneer | Inshore Surface Mooring | Surface Buoy | Bulk Meteorology Instrument Package | Star Engineering | ASIMET
CP03ISSM-SBD12 | Coastal Pioneer | Inshore Surface Mooring | Surface Buoy
CP03ISSM-SBD12-00-DCLENG000 | Coastal Pioneer | Inshore Surface Mooring | Surface Buoy | Data Concentrator Logger (DCL) | WHOI | Data Concentrator Logger
CP03ISSM-SBD12-03-HYDGN0000 | Coastal Pioneer | Inshore Surface Mooring | Surface Buoy | Hydrogen Sensor | RKI Instruments | M2A transmitters
CP03ISSM-SBD12-04-PCO2AA000 | Coastal Pioneer | Inshore Surface Mooring | Surface Buoy | pCO2 Air-Sea | Pro-Oceanus | pCO2-pro
CP03ISSM-RIC21 | Coastal Pioneer | Inshore Surface Mooring | Near Surface Instrument Frame
CP03ISSM-RIC21-00-CPMENG000 | Coastal Pioneer | Inshore Surface Mooring | Near Surface Instrument Frame | Platform Controller | WHOI | Communications and Power Manager
CP03ISSM-RID26 | Coastal Pioneer | Inshore Surface Mooring | Near Surface Instrument Frame
CP03ISSM-RID26-00-DCLENG000 | Coastal Pioneer | Inshore Surface Mooring | Near Surface Instrument Frame | Data Concentrator Logger (DCL) | WHOI | Data Concentrator Logger
CP03ISSM-RID26-04-VELPTA000 | Coastal Pioneer | Inshore Surface Mooring | Near Surface Instrument Frame | Single Point Velocity Meter | Nortek | Aquadopp 300m
CP03ISSM-RID26-06-PHSEND000 | Coastal Pioneer | Inshore Surface Mooring | Near Surface Instrument Frame | Seawater pH | Sunburst | SAMI-pH
CP03ISSM-RID26-07-NUTNRB000 | Coastal Pioneer | Inshore Surface Mooring | Near Surface Instrument Frame | Nitrate | Satlantic | ISUS
CP03ISSM-RID26-08-SPKIRB000 | Coastal Pioneer | Inshore Surface Mooring | Near Surface Instrument Frame | Spectral Irradiance | Satlantic | OCR507 ICSW
CP03ISSM-RID27 | Coastal Pioneer | Inshore Surface Mooring | Near Surface Instrument Frame
CP03ISSM-RID27-00-DCLENG000 | Coastal Pioneer | Inshore Surface Mooring | Near Surface Instrument Frame | Data Concentrator Logger (DCL) | WHOI | Data Concentrator Logger
CP03ISSM-RID27-01-OPTAAD000 | Coastal Pioneer | Inshore Surface Mooring | Near Surface Instrument Frame | Spectrophotometer | WET Labs | AC-S
CP03ISSM-RID27-02-FLORTD000 | Coastal Pioneer | Inshore Surface Mooring | Near Surface Instrument Frame | 3-Wavelength Fluorometer | WET Labs | ECO Triplet-w
CP03ISSM-RID27-03-CTDBPC000 | Coastal Pioneer | Inshore Surface Mooring | Near Surface Instrument Frame | CTD | Sea-Bird | SBE 16plusV2
CP03ISSM-RID27-04-DOSTAD000 | Coastal Pioneer | Inshore Surface Mooring | Near Surface Instrument Frame | Dissolved Oxygen | Aanderaa | Optode 4831
CP03ISSM-MFC31 | Coastal Pioneer | Inshore Surface Mooring | Seafloor Multi-Function Node (MFN)
CP03ISSM-MFC31-00-CPMENG000 | Coastal Pioneer | Inshore Surface Mooring | Seafloor Multi-Function Node (MFN) | Platform Controller | WHOI | Communications and Power Manager
CP03ISSM-MFD35 | Coastal Pioneer | Inshore Surface Mooring | Seafloor Multi-Function Node (MFN)
CP03ISSM-MFD35-00-DCLENG000 | Coastal Pioneer | Inshore Surface Mooring | Seafloor Multi-Function Node (MFN) | Data Concentrator Logger (DCL) | WHOI | Data Concentrator Logger
CP03ISSM-MFD35-01-ADCPTF000 | Coastal Pioneer | Inshore Surface Mooring | Seafloor Multi-Function Node (MFN) | Velocity Profiler (150kHz) | Teledyne RDI | WorkHorse Sentinel 150khz
CP03ISSM-MFD35-02-PRESFB000 | Coastal Pioneer | Inshore Surface Mooring | Seafloor Multi-Function Node (MFN) | Seafloor Pressure | Sea-Bird | SBE 26plus
CP03ISSM-MFD35-04-VELPTA000 | Coastal Pioneer | Inshore Surface Mooring | Seafloor Multi-Function Node (MFN) | Single Point Velocity Meter | Nortek | Aquadopp 300m
CP03ISSM-MFD35-05-PCO2WB000 | Coastal Pioneer | Inshore Surface Mooring | Seafloor Multi-Function Node (MFN) | pCO2 Water | Sunburst | SAMI-pCO2
CP03ISSM-MFD35-06-PHSEND000 | Coastal Pioneer | Inshore Surface Mooring | Seafloor Multi-Function Node (MFN) | Seawater pH | Sunburst | SAMI-pH
CP03ISSM-MFD37 | Coastal Pioneer | Inshore Surface Mooring | Seafloor Multi-Function Node (MFN)
CP03ISSM-MFD37-00-DCLENG000 | Coastal Pioneer | Inshore Surface Mooring | Seafloor Multi-Function Node (MFN) | Data Concentrator Logger (DCL) | WHOI | Data Concentrator Logger
CP03ISSM-MFD37-01-OPTAAD000 | Coastal Pioneer | Inshore Surface Mooring | Seafloor Multi-Function Node (MFN) | Spectrophotometer | WET Labs | AC-S
CP03ISSM-MFD37-03-CTDBPD000 | Coastal Pioneer | Inshore Surface Mooring | Seafloor Multi-Function Node (MFN) | CTD | Sea-Bird | SBE 16plusV2
CP03ISSM-MFD37-04-DOSTAD000 | Coastal Pioneer | Inshore Surface Mooring | Seafloor Multi-Function Node (MFN) | Dissolved Oxygen | Aanderaa | Optode 4831
CP03ISSM-MFD37-07-ZPLSCC000 | Coastal Pioneer | Inshore Surface Mooring | Seafloor Multi-Function Node (MFN) | Bio-acoustic Sonar (Coastal) | ASL Environmental Sciences | AZFP
CP03ISSP | Coastal Pioneer | Inshore Surface Piercing Profiler Mooring
CP03ISSP-SP001 | Coastal Pioneer | Inshore Surface Piercing Profiler Mooring | Surface Piercing Profiler
CP03ISSP-SP001-00-SPPENG000 | Coastal Pioneer | Inshore Surface Piercing Profiler Mooring | Surface Piercing Profiler | Profiler Controller | WET Labs | AMP
CP03ISSP-SP001-02-OPTAAJ000 | Coastal Pioneer | Inshore Surface Piercing Profiler Mooring | Surface Piercing Profiler | Spectrophotometer | WET Labs | AC-S
CP03ISSP-SP001-03-NUTNRJ000 | Coastal Pioneer | Inshore Surface Piercing Profiler Mooring | Surface Piercing Profiler | Nitrate | Satlantic | SUNA V2
CP03ISSP-SP001-05-VELPTJ000 | Coastal Pioneer | Inshore Surface Piercing Profiler Mooring | Surface Piercing Profiler | Single Point Velocity Meter | Nortek | Aquadopp HR
CP03ISSP-SP001-06-DOSTAJ000 | Coastal Pioneer | Inshore Surface Piercing Profiler Mooring | Surface Piercing Profiler | Dissolved Oxygen | Aanderaa | Optode 4831
CP03ISSP-SP001-07-SPKIRJ000 | Coastal Pioneer | Inshore Surface Piercing Profiler Mooring | Surface Piercing Profiler | Spectral Irradiance | Satlantic | OCR507 ICSW
CP03ISSP-SP001-08-CTDPFJ000 | Coastal Pioneer | Inshore Surface Piercing Profiler Mooring | Surface Piercing Profiler | CTD | Sea-Bird | FastCAT 49 CTD
CP03ISSP-SP001-09-FLORTJ000 | Coastal Pioneer | Inshore Surface Piercing Profiler Mooring | Surface Piercing Profiler | 3-Wavelength Fluorometer | WET Labs | ECO Triplet-w
CP03ISSP-SP001-10-PARADJ000 | Coastal Pioneer | Inshore Surface Piercing Profiler Mooring | Surface Piercing Profiler | Photosynthetically Available Radiation | WET Labs | ECO PAR
CP04OSSM | Coastal Pioneer | Offshore Surface Mooring
CP04OSSM-SBC11 | Coastal Pioneer | Offshore Surface Mooring | Surface Buoy
CP04OSSM-SBC11-00-CPMENG000 | Coastal Pioneer | Offshore Surface Mooring | Surface Buoy | Platform Controller | WHOI | Communications and Power Manager
CP04OSSM-SBD11 | Coastal Pioneer | Offshore Surface Mooring | Surface Buoy
CP04OSSM-SBD11-00-DCLENG000 | Coastal Pioneer | Offshore Surface Mooring | Surface Buoy | Data Concentrator Logger (DCL) | WHOI | Data Concentrator Logger
CP04OSSM-SBD11-01-MOPAK0000 | Coastal Pioneer | Offshore Surface Mooring | Surface Buoy | 3-Axis Motion Pack | MicroStrain | 3DM-GX3-25
CP04OSSM-SBD11-02-HYDGN0000 | Coastal Pioneer | Offshore Surface Mooring | Surface Buoy | Hydrogen Sensor | RKI Instruments | M2A transmitters
CP04OSSM-SBD11-06-METBKA000 | Coastal Pioneer | Offshore Surface Mooring | Surface Buoy | Bulk Meteorology Instrument Package | Star Engineering | ASIMET
CP04OSSM-SBD12 | Coastal Pioneer | Offshore Surface Mooring | Surface Buoy
CP04OSSM-SBD12-00-DCLENG000 | Coastal Pioneer | Offshore Surface Mooring | Surface Buoy | Data Concentrator Logger (DCL) | WHOI | Data Concentrator Logger
CP04OSSM-SBD12-03-HYDGN0000 | Coastal Pioneer | Offshore Surface Mooring | Surface Buoy | Hydrogen Sensor | RKI Instruments | M2A transmitters
CP04OSSM-SBD12-04-PCO2AA000 | Coastal Pioneer | Offshore Surface Mooring | Surface Buoy | pCO2 Air-Sea | Pro-Oceanus | pCO2-pro
CP04OSSM-RIC21 | Coastal Pioneer | Offshore Surface Mooring | Near Surface Instrument Frame
CP04OSSM-RIC21-00-CPMENG000 | Coastal Pioneer | Offshore Surface Mooring | Near Surface Instrument Frame | Platform Controller | WHOI | Communications and Power Manager
CP04OSSM-RID26 | Coastal Pioneer | Offshore Surface Mooring | Near Surface Instrument Frame
CP04OSSM-RID26-00-DCLENG000 | Coastal Pioneer | Offshore Surface Mooring | Near Surface Instrument Frame | Data Concentrator Logger (DCL) | WHOI | Data Concentrator Logger
CP04OSSM-RID26-04-VELPTA000 | Coastal Pioneer | Offshore Surface Mooring | Near Surface Instrument Frame | Single Point Velocity Meter | Nortek | Aquadopp 300m
CP04OSSM-RID26-06-PHSEND000 | Coastal Pioneer | Offshore Surface Mooring | Near Surface Instrument Frame | Seawater pH | Sunburst | SAMI-pH
CP04OSSM-RID26-07-NUTNRB000 | Coastal Pioneer | Offshore Surface Mooring | Near Surface Instrument Frame | Nitrate | Satlantic | ISUS
CP04OSSM-RID26-08-SPKIRB000 | Coastal Pioneer | Offshore Surface Mooring | Near Surface Instrument Frame | Spectral Irradiance | Satlantic | OCR507 ICSW
CP04OSSM-RID27 | Coastal Pioneer | Offshore Surface Mooring | Near Surface Instrument Frame
CP04OSSM-RID27-00-DCLENG000 | Coastal Pioneer | Offshore Surface Mooring | Near Surface Instrument Frame | Data Concentrator Logger (DCL) | WHOI | Data Concentrator Logger
CP04OSSM-RID27-01-OPTAAD000 | Coastal Pioneer | Offshore Surface Mooring | Near Surface Instrument Frame | Spectrophotometer | WET Labs | AC-S
CP04OSSM-RID27-02-FLORTD000 | Coastal Pioneer | Offshore Surface Mooring | Near Surface Instrument Frame | 3-Wavelength Fluorometer | WET Labs | ECO Triplet-w
CP04OSSM-RID27-03-CTDBPC000 | Coastal Pioneer | Offshore Surface Mooring | Near Surface Instrument Frame | CTD | Sea-Bird | SBE 16plusV2
CP04OSSM-RID27-04-DOSTAD000 | Coastal Pioneer | Offshore Surface Mooring | Near Surface Instrument Frame | Dissolved Oxygen | Aanderaa | Optode 4831
CP04OSSM-MFC31 | Coastal Pioneer | Offshore Surface Mooring | Seafloor Multi-Function Node (MFN)
CP04OSSM-MFC31-00-CPMENG000 | Coastal Pioneer | Offshore Surface Mooring | Seafloor Multi-Function Node (MFN) | Platform Controller | WHOI | Communications and Power Manager
CP04OSSM-MFD35 | Coastal Pioneer | Offshore Surface Mooring | Seafloor Multi-Function Node (MFN)
CP04OSSM-MFD35-00-DCLENG000 | Coastal Pioneer | Offshore Surface Mooring | Seafloor Multi-Function Node (MFN) | Data Concentrator Logger (DCL) | WHOI | Data Concentrator Logger
CP04OSSM-MFD35-01-ADCPSJ000 | Coastal Pioneer | Offshore Surface Mooring | Seafloor Multi-Function Node (MFN) | Velocity Profiler (75 kHz) | Teledyne RDI | WorkHorse LongRanger Sentinel 75khz
CP04OSSM-MFD35-02-PRESFC000 | Coastal Pioneer | Offshore Surface Mooring | Seafloor Multi-Function Node (MFN) | Seafloor Pressure | Sea-Bird | SBE 26plus
CP04OSSM-MFD35-04-VELPTB000 | Coastal Pioneer | Offshore Surface Mooring | Seafloor Multi-Function Node (MFN) | Single Point Velocity Meter | Nortek | Aquadopp 3000m
CP04OSSM-MFD35-05-PCO2WB000 | Coastal Pioneer | Offshore Surface Mooring | Seafloor Multi-Function Node (MFN) | pCO2 Water | Sunburst | SAMI-pCO2
CP04OSSM-MFD35-06-PHSEND000 | Coastal Pioneer | Offshore Surface Mooring | Seafloor Multi-Function Node (MFN) | Seawater pH | Sunburst | SAMI-pH
CP04OSSM-MFD37 | Coastal Pioneer | Offshore Surface Mooring | Seafloor Multi-Function Node (MFN)
CP04OSSM-MFD37-00-DCLENG000 | Coastal Pioneer | Offshore Surface Mooring | Seafloor Multi-Function Node (MFN) | Data Concentrator Logger (DCL) | WHOI | Data Concentrator Logger
CP04OSSM-MFD37-01-OPTAAD000 | Coastal Pioneer | Offshore Surface Mooring | Seafloor Multi-Function Node (MFN) | Spectrophotometer | WET Labs | AC-S
CP04OSSM-MFD37-03-CTDBPE000 | Coastal Pioneer | Offshore Surface Mooring | Seafloor Multi-Function Node (MFN) | CTD | Sea-Bird | SBE 16plusV2
CP04OSSM-MFD37-04-DOSTAD000 | Coastal Pioneer | Offshore Surface Mooring | Seafloor Multi-Function Node (MFN) | Dissolved Oxygen | Aanderaa | Optode 4831
CP04OSSM-MFD37-07-ZPLSCC000 | Coastal Pioneer | Offshore Surface Mooring | Seafloor Multi-Function Node (MFN) | Bio-acoustic Sonar (Coastal) | ASL Environmental Sciences | AZFP
CP04OSPM | Coastal Pioneer | Offshore Profiler Mooring
CP04OSPM-SBS01 | Coastal Pioneer | Offshore Profiler Mooring | Surface Buoy
CP04OSPM-SBS01-00-STCENG000 | Coastal Pioneer | Offshore Profiler Mooring | Surface Buoy | Platform Controller | WHOI | Sensor and Telemetry Controller
CP04OSPM-SBS11 | Coastal Pioneer | Offshore Profiler Mooring | Surface Buoy
CP04OSPM-SBS11-02-MOPAK0000 | Coastal Pioneer | Offshore Profiler Mooring | Surface Buoy | 3-Axis Motion Pack | MicroStrain | 3DM-GX3-25
CP04OSPM-WFP01 | Coastal Pioneer | Offshore Profiler Mooring | Wire-Following Profiler
CP04OSPM-WFP01-00-WFPENG000 | Coastal Pioneer | Offshore Profiler Mooring | Wire-Following Profiler | Profiler Controller | McLane | MMP
CP04OSPM-WFP01-01-VEL3DK000 | Coastal Pioneer | Offshore Profiler Mooring | Wire-Following Profiler | 3-D Single Point Velocity Meter | Nortek | Aquadopp II
CP04OSPM-WFP01-02-DOFSTK000 | Coastal Pioneer | Offshore Profiler Mooring | Wire-Following Profiler | Dissolved Oxygen | Sea-Bird | SBE 43F
CP04OSPM-WFP01-03-CTDPFK000 | Coastal Pioneer | Offshore Profiler Mooring | Wire-Following Profiler | CTD | Sea-Bird | SBE 52MP
CP04OSPM-WFP01-04-FLORTK000 | Coastal Pioneer | Offshore Profiler Mooring | Wire-Following Profiler | 3-Wavelength Fluorometer | WET Labs | ECO Triplet
CP04OSPM-WFP01-05-PARADK000 | Coastal Pioneer | Offshore Profiler Mooring | Wire-Following Profiler | Photosynthetically Available Radiation | Biospherical Instruments | QSP-2200
CP02PMUI | Coastal Pioneer | Upstream Inshore Profiler Mooring
CP02PMUI-SBS01 | Coastal Pioneer | Upstream Inshore Profiler Mooring | Surface Buoy
CP02PMUI-SBS01-00-STCENG000 | Coastal Pioneer | Upstream Inshore Profiler Mooring | Surface Buoy | Platform Controller | WHOI | Sensor and Telemetry Controller
CP02PMUI-SBS01-01-MOPAK0000 | Coastal Pioneer | Upstream Inshore Profiler Mooring | Surface Buoy | 3-Axis Motion Pack | MicroStrain | 3DM-GX3-25
CP02PMUI-RII01 | Coastal Pioneer | Upstream Inshore Profiler Mooring | Mooring Riser
CP02PMUI-RII01-02-ADCPTG010 | Coastal Pioneer | Upstream Inshore Profiler Mooring | Mooring Riser | Velocity Profiler (150kHz) | Teledyne RDI | WorkHorse Sentinel150khz - inductive
CP02PMUI-WFP01 | Coastal Pioneer | Upstream Inshore Profiler Mooring | Wire-Following Profiler
CP02PMUI-WFP01-00-WFPENG000 | Coastal Pioneer | Upstream Inshore Profiler Mooring | Wire-Following Profiler | Profiler Controller | McLane | MMP
CP02PMUI-WFP01-01-VEL3DK000 | Coastal Pioneer | Upstream Inshore Profiler Mooring | Wire-Following Profiler | 3-D Single Point Velocity Meter | Nortek | Aquadopp II
CP02PMUI-WFP01-02-DOFSTK000 | Coastal Pioneer | Upstream Inshore Profiler Mooring | Wire-Following Profiler | Dissolved Oxygen | Sea-Bird | SBE 43F
CP02PMUI-WFP01-03-CTDPFK000 | Coastal Pioneer | Upstream Inshore Profiler Mooring | Wire-Following Profiler | CTD | Sea-Bird | SBE 52MP
CP02PMUI-WFP01-04-FLORTK000 | Coastal Pioneer | Upstream Inshore Profiler Mooring | Wire-Following Profiler | 3-Wavelength Fluorometer | WET Labs | ECO Triplet
CP02PMUI-WFP01-05-PARADK000 | Coastal Pioneer | Upstream Inshore Profiler Mooring | Wire-Following Profiler | Photosynthetically Available Radiation | Biospherical Instruments | QSP-2200
CP02PMUO | Coastal Pioneer | Upstream Offshore Profiler Mooring
CP02PMUO-SBS01 | Coastal Pioneer | Upstream Offshore Profiler Mooring | Surface Buoy
CP02PMUO-SBS01-00-STCENG000 | Coastal Pioneer | Upstream Offshore Profiler Mooring | Surface Buoy | Platform Controller | WHOI | Sensor and Telemetry Controller
CP02PMUO-SBS01-01-MOPAK0000 | Coastal Pioneer | Upstream Offshore Profiler Mooring | Surface Buoy | 3-Axis Motion Pack | MicroStrain | 3DM-GX3-25
CP02PMUO-RII01 | Coastal Pioneer | Upstream Offshore Profiler Mooring | Mooring Riser
CP02PMUO-RII01-02-ADCPSL010 | Coastal Pioneer | Upstream Offshore Profiler Mooring | Mooring Riser | Velocity Profiler (75 kHz) | Teledyne RDI | WorkHorse LongRanger Sentinel 75khz - inductive
CP02PMUO-WFP01 | Coastal Pioneer | Upstream Offshore Profiler Mooring | Wire-Following Profiler
CP02PMUO-WFP01-00-WFPENG000 | Coastal Pioneer | Upstream Offshore Profiler Mooring | Wire-Following Profiler | Profiler Controller | McLane | MMP
CP02PMUO-WFP01-01-VEL3DK000 | Coastal Pioneer | Upstream Offshore Profiler Mooring | Wire-Following Profiler | 3-D Single Point Velocity Meter | Nortek | Aquadopp II
CP02PMUO-WFP01-02-DOFSTK000 | Coastal Pioneer | Upstream Offshore Profiler Mooring | Wire-Following Profiler | Dissolved Oxygen | Sea-Bird | SBE 43F
CP02PMUO-WFP01-03-CTDPFK000 | Coastal Pioneer | Upstream Offshore Profiler Mooring | Wire-Following Profiler | CTD | Sea-Bird | SBE 52MP
CP02PMUO-WFP01-04-FLORTK000 | Coastal Pioneer | Upstream Offshore Profiler Mooring | Wire-Following Profiler | 3-Wavelength Fluorometer | WET Labs | ECO Triplet
CP02PMUO-WFP01-05-PARADK000 | Coastal Pioneer | Upstream Offshore Profiler Mooring | Wire-Following Profiler | Photosynthetically Available Radiation | Biospherical Instruments | QSP-2200
CP02PMCI | Coastal Pioneer | Central Inshore Profiler Mooring
CP02PMCI-SBS01 | Coastal Pioneer | Central Inshore Profiler Mooring | Surface Buoy
CP02PMCI-SBS01-00-STCENG000 | Coastal Pioneer | Central Inshore Profiler Mooring | Surface Buoy | Platform Controller | WHOI | Sensor and Telemetry Controller
CP02PMCI-SBS01-01-MOPAK0000 | Coastal Pioneer | Central Inshore Profiler Mooring | Surface Buoy | 3-Axis Motion Pack | MicroStrain | 3DM-GX3-25
CP02PMCI-RII01 | Coastal Pioneer | Central Inshore Profiler Mooring | Mooring Riser
CP02PMCI-RII01-02-ADCPTG010 | Coastal Pioneer | Central Inshore Profiler Mooring | Mooring Riser | Velocity Profiler (150kHz) | Teledyne RDI | WorkHorse Sentinel150khz - inductive
CP02PMCI-WFP01 | Coastal Pioneer | Central Inshore Profiler Mooring | Wire-Following Profiler
CP02PMCI-WFP01-00-WFPENG000 | Coastal Pioneer | Central Inshore Profiler Mooring | Wire-Following Profiler | Profiler Controller | McLane | MMP
CP02PMCI-WFP01-01-VEL3DK000 | Coastal Pioneer | Central Inshore Profiler Mooring | Wire-Following Profiler | 3-D Single Point Velocity Meter | Nortek | Aquadopp II
CP02PMCI-WFP01-02-DOFSTK000 | Coastal Pioneer | Central Inshore Profiler Mooring | Wire-Following Profiler | Dissolved Oxygen | Sea-Bird | SBE 43F
CP02PMCI-WFP01-03-CTDPFK000 | Coastal Pioneer | Central Inshore Profiler Mooring | Wire-Following Profiler | CTD | Sea-Bird | SBE 52MP
CP02PMCI-WFP01-04-FLORTK000 | Coastal Pioneer | Central Inshore Profiler Mooring | Wire-Following Profiler | 3-Wavelength Fluorometer | WET Labs | ECO Triplet
CP02PMCI-WFP01-05-PARADK000 | Coastal Pioneer | Central Inshore Profiler Mooring | Wire-Following Profiler | Photosynthetically Available Radiation | Biospherical Instruments | QSP-2200
CP02PMCO | Coastal Pioneer | Central Offshore Profiler Mooring
CP02PMCO-SBS01 | Coastal Pioneer | Central Offshore Profiler Mooring | Surface Buoy
CP02PMCO-SBS01-00-STCENG000 | Coastal Pioneer | Central Offshore Profiler Mooring | Surface Buoy | Platform Controller | WHOI | Sensor and Telemetry Controller
CP02PMCO-SBS01-01-MOPAK0000 | Coastal Pioneer | Central Offshore Profiler Mooring | Surface Buoy | 3-Axis Motion Pack | MicroStrain | 3DM-GX3-25
CP02PMCO-RII01 | Coastal Pioneer | Central Offshore Profiler Mooring | Mooring Riser
CP02PMCO-RII01-02-ADCPTG010 | Coastal Pioneer | Central Offshore Profiler Mooring | Mooring Riser | Velocity Profiler (150kHz) | Teledyne RDI | WorkHorse Sentinel150khz - inductive
CP02PMCO-WFP01 | Coastal Pioneer | Central Offshore Profiler Mooring | Wire-Following Profiler
CP02PMCO-WFP01-00-WFPENG000 | Coastal Pioneer | Central Offshore Profiler Mooring | Wire-Following Profiler | Profiler Controller | McLane | MMP
CP02PMCO-WFP01-01-VEL3DK000 | Coastal Pioneer | Central Offshore Profiler Mooring | Wire-Following Profiler | 3-D Single Point Velocity Meter | Nortek | Aquadopp II
CP02PMCO-WFP01-02-DOFSTK000 | Coastal Pioneer | Central Offshore Profiler Mooring | Wire-Following Profiler | Dissolved Oxygen | Sea-Bird | SBE 43F
CP02PMCO-WFP01-03-CTDPFK000 | Coastal Pioneer | Central Offshore Profiler Mooring | Wire-Following Profiler | CTD | Sea-Bird | SBE 52MP
CP02PMCO-WFP01-04-FLORTK000 | Coastal Pioneer | Central Offshore Profiler Mooring | Wire-Following Profiler | 3-Wavelength Fluorometer | WET Labs | ECO Triplet
CP02PMCO-WFP01-05-PARADK000 | Coastal Pioneer | Central Offshore Profiler Mooring | Wire-Following Profiler | Photosynthetically Available Radiation | Biospherical Instruments | QSP-2200
CP05MOAS | Coastal Pioneer | Mobile Assets
CP05MOAS-GL335 | Coastal Pioneer | Mobile Assets | Coastal Glider 335
CP05MOAS-GL335-00-ENG000000 | Coastal Pioneer | Mobile Assets | Coastal Glider 335 | Mobile Asset Controller | Teledyne Webb | G2 Slocum Gliders
CP05MOAS-GL335-01-ADCPAM000 | Coastal Pioneer | Mobile Assets | Coastal Glider 335 | Velocity Profiler (600kHz) | Teledyne RDI | Explorer DVL 600 kHz
CP05MOAS-GL335-02-FLORTM000 | Coastal Pioneer | Mobile Assets | Coastal Glider 335 | 3-Wavelength Fluorometer | WET Labs | ECO Puck FLBBCD-SLK
CP05MOAS-GL335-03-CTDGVM000 | Coastal Pioneer | Mobile Assets | Coastal Glider 335 | CTD | Sea-Bird | SBE Glider Payload CTD (GP-CTD)
CP05MOAS-GL335-04-DOSTAM000 | Coastal Pioneer | Mobile Assets | Coastal Glider 335 | Dissolved Oxygen | Aanderaa | Optode 4831
CP05MOAS-GL335-05-PARADM000 | Coastal Pioneer | Mobile Assets | Coastal Glider 335 | Photosynthetically Available Radiation | Biospherical Instruments | QSP-2155
CP05MOAS-GL336 | Coastal Pioneer | Mobile Assets | Coastal Glider 336
CP05MOAS-GL336-00-ENG000000 | Coastal Pioneer | Mobile Assets | Coastal Glider 336 | Mobile Asset Controller | Teledyne Webb | G2 Slocum Gliders
CP05MOAS-GL336-01-ADCPAM000 | Coastal Pioneer | Mobile Assets | Coastal Glider 336 | Velocity Profiler (600kHz) | Teledyne RDI | Explorer DVL 600 kHz
CP05MOAS-GL336-02-FLORTM000 | Coastal Pioneer | Mobile Assets | Coastal Glider 336 | 3-Wavelength Fluorometer | WET Labs | ECO Puck FLBBCD-SLK
CP05MOAS-GL336-03-CTDGVM000 | Coastal Pioneer | Mobile Assets | Coastal Glider 336 | CTD | Sea-Bird | SBE Glider Payload CTD (GP-CTD)
CP05MOAS-GL336-04-DOSTAM000 | Coastal Pioneer | Mobile Assets | Coastal Glider 336 | Dissolved Oxygen | Aanderaa | Optode 4831
CP05MOAS-GL336-05-PARADM000 | Coastal Pioneer | Mobile Assets | Coastal Glider 336 | Photosynthetically Available Radiation | Biospherical Instruments | QSP-2155
CP05MOAS-GL339 | Coastal Pioneer | Mobile Assets | Coastal Glider 339
CP05MOAS-GL339-00-ENG000000 | Coastal Pioneer | Mobile Assets | Coastal Glider 339 | Mobile Asset Controller | Teledyne Webb | G2 Slocum Gliders
CP05MOAS-GL339-01-ADCPAM000 | Coastal Pioneer | Mobile Assets | Coastal Glider 339 | Velocity Profiler (600kHz) | Teledyne RDI | Explorer DVL 600 kHz
CP05MOAS-GL339-02-FLORTM000 | Coastal Pioneer | Mobile Assets | Coastal Glider 339 | 3-Wavelength Fluorometer | WET Labs | ECO Puck FLBBCD-SLK
CP05MOAS-GL339-03-CTDGVM000 | Coastal Pioneer | Mobile Assets | Coastal Glider 339 | CTD | Sea-Bird | SBE Glider Payload CTD (GP-CTD)
CP05MOAS-GL339-04-DOSTAM000 | Coastal Pioneer | Mobile Assets | Coastal Glider 339 | Dissolved Oxygen | Aanderaa | Optode 4831
CP05MOAS-GL339-05-PARADM000 | Coastal Pioneer | Mobile Assets | Coastal Glider 339 | Photosynthetically Available Radiation | Biospherical Instruments | QSP-2155
CP05MOAS-GL340 | Coastal Pioneer | Mobile Assets | Coastal Glider 340
CP05MOAS-GL340-00-ENG000000 | Coastal Pioneer | Mobile Assets | Coastal Glider 340 | Mobile Asset Controller | Teledyne Webb | G2 Slocum Gliders
CP05MOAS-GL340-01-ADCPAM000 | Coastal Pioneer | Mobile Assets | Coastal Glider 340 | Velocity Profiler (600kHz) | Teledyne RDI | Explorer DVL 600 kHz
CP05MOAS-GL340-02-FLORTM000 | Coastal Pioneer | Mobile Assets | Coastal Glider 340 | 3-Wavelength Fluorometer | WET Labs | ECO Puck FLBBCD-SLK
CP05MOAS-GL340-03-CTDGVM000 | Coastal Pioneer | Mobile Assets | Coastal Glider 340 | CTD | Sea-Bird | SBE Glider Payload CTD (GP-CTD)
CP05MOAS-GL340-04-DOSTAM000 | Coastal Pioneer | Mobile Assets | Coastal Glider 340 | Dissolved Oxygen | Aanderaa | Optode 4831
CP05MOAS-GL340-05-PARADM000 | Coastal Pioneer | Mobile Assets | Coastal Glider 340 | Photosynthetically Available Radiation | Biospherical Instruments | QSP-2155
CP05MOAS-GL374 | Coastal Pioneer | Mobile Assets | Coastal Glider 374
CP05MOAS-GL374-00-ENG000000 | Coastal Pioneer | Mobile Assets | Coastal Glider 374 | Mobile Asset Controller | Teledyne Webb | G2 Slocum Gliders
CP05MOAS-GL374-01-ADCPAM000 | Coastal Pioneer | Mobile Assets | Coastal Glider 374 | Velocity Profiler (600kHz) | Teledyne RDI | Explorer DVL 600 kHz
CP05MOAS-GL374-02-FLORTM000 | Coastal Pioneer | Mobile Assets | Coastal Glider 374 | 3-Wavelength Fluorometer | WET Labs | ECO Puck FLBBCD-SLK
CP05MOAS-GL374-03-CTDGVM000 | Coastal Pioneer | Mobile Assets | Coastal Glider 374 | CTD | Sea-Bird | SBE Glider Payload CTD (GP-CTD)
CP05MOAS-GL374-04-DOSTAM000 | Coastal Pioneer | Mobile Assets | Coastal Glider 374 | Dissolved Oxygen | Aanderaa | Optode 4831
CP05MOAS-GL374-05-PARADM000 | Coastal Pioneer | Mobile Assets | Coastal Glider 374 | Photosynthetically Available Radiation | Biospherical Instruments | QSP-2155
CP05MOAS-GL376 | Coastal Pioneer | Mobile Assets | Coastal Glider 376
CP05MOAS-GL376-00-ENG000000 | Coastal Pioneer | Mobile Assets | Coastal Glider 376 | Mobile Asset Controller | Teledyne Webb | G2 Slocum Gliders
CP05MOAS-GL376-02-FLORTM000 | Coastal Pioneer | Mobile Assets | Coastal Glider 376 | 3-Wavelength Fluorometer | WET Labs | ECO Puck FLBBCD-SLK
CP05MOAS-GL376-03-CTDGVM000 | Coastal Pioneer | Mobile Assets | Coastal Glider 376 | CTD | Sea-Bird | SBE Glider Payload CTD (GP-CTD)
CP05MOAS-GL376-04-DOSTAM000 | Coastal Pioneer | Mobile Assets | Coastal Glider 376 | Dissolved Oxygen | Aanderaa | Optode 4831
CP05MOAS-GL376-05-PARADM000 | Coastal Pioneer | Mobile Assets | Coastal Glider 376 | Photosynthetically Available Radiation | Biospherical Instruments | QSP-2155
CP05MOAS-GL376-01-ADCPAM000 | Coastal Pioneer | Mobile Assets | Coastal Glider 376 | Velocity Profiler (600kHz) | Teledyne RDI | Explorer DVL 600 kHz
CP05MOAS-GL379 | Coastal Pioneer | Mobile Assets | Coastal Glider 379
CP05MOAS-GL379-00-ENG000000 | Coastal Pioneer | Mobile Assets | Coastal Glider 379 | Mobile Asset Controller | Teledyne Webb | G2 Slocum Gliders
CP05MOAS-GL379-01-ADCPAM000 | Coastal Pioneer | Mobile Assets | Coastal Glider 379 | Velocity Profiler (600kHz) | Teledyne RDI | Explorer DVL 600 kHz
CP05MOAS-GL379-02-FLORTM000 | Coastal Pioneer | Mobile Assets | Coastal Glider 379 | 3-Wavelength Fluorometer | WET Labs | ECO Puck FLBBCD-SLK
CP05MOAS-GL379-03-CTDGVM000 | Coastal Pioneer | Mobile Assets | Coastal Glider 379 | CTD | Sea-Bird | SBE Glider Payload CTD (GP-CTD)
CP05MOAS-GL379-04-DOSTAM000 | Coastal Pioneer | Mobile Assets | Coastal Glider 379 | Dissolved Oxygen | Aanderaa | Optode 4831
CP05MOAS-GL379-05-PARADM000 | Coastal Pioneer | Mobile Assets | Coastal Glider 379 | Photosynthetically Available Radiation | Biospherical Instruments | QSP-2155
CP05MOAS-GL380 | Coastal Pioneer | Mobile Assets | Coastal Glider 380
CP05MOAS-GL380-00-ENG000000 | Coastal Pioneer | Mobile Assets | Coastal Glider 380 | Mobile Asset Controller | Teledyne Webb | G2 Slocum Gliders
CP05MOAS-GL380-01-ADCPAM000 | Coastal Pioneer | Mobile Assets | Coastal Glider 380 | Velocity Profiler (600kHz) | Teledyne RDI | Explorer DVL 600 kHz
CP05MOAS-GL380-02-FLORTM000 | Coastal Pioneer | Mobile Assets | Coastal Glider 380 | 3-Wavelength Fluorometer | WET Labs | ECO Puck FLBBCD-SLK
CP05MOAS-GL380-03-CTDGVM000 | Coastal Pioneer | Mobile Assets | Coastal Glider 380 | CTD | Sea-Bird | SBE Glider Payload CTD (GP-CTD)
CP05MOAS-GL380-04-DOSTAM000 | Coastal Pioneer | Mobile Assets | Coastal Glider 380 | Dissolved Oxygen | Aanderaa | Optode 4831
CP05MOAS-GL380-05-PARADM000 | Coastal Pioneer | Mobile Assets | Coastal Glider 380 | Photosynthetically Available Radiation | Biospherical Instruments | QSP-2155
CP05MOAS-GL387 | Coastal Pioneer | Mobile Assets | Coastal Glider 387
CP05MOAS-GL387-00-ENG000000 | Coastal Pioneer | Mobile Assets | Coastal Glider 387 | Mobile Asset Controller | Teledyne Webb | G2 Slocum Gliders
CP05MOAS-GL387-01-ADCPAM000 | Coastal Pioneer | Mobile Assets | Coastal Glider 387 | Velocity Profiler (600kHz) | Teledyne RDI | Explorer DVL 600 kHz
CP05MOAS-GL387-02-FLORTM000 | Coastal Pioneer | Mobile Assets | Coastal Glider 387 | 3-Wavelength Fluorometer | WET Labs | ECO Puck FLBBCD-SLK
CP05MOAS-GL387-03-CTDGVM000 | Coastal Pioneer | Mobile Assets | Coastal Glider 387 | CTD | Sea-Bird | SBE Glider Payload CTD (GP-CTD)
CP05MOAS-GL387-04-DOSTAM000 | Coastal Pioneer | Mobile Assets | Coastal Glider 387 | Dissolved Oxygen | Aanderaa | Optode 4831
CP05MOAS-GL387-05-PARADM000 | Coastal Pioneer | Mobile Assets | Coastal Glider 387 | Photosynthetically Available Radiation | Biospherical Instruments | QSP-2155
CP05MOAS-GL388 | Coastal Pioneer | Mobile Assets | Coastal Glider 388
CP05MOAS-GL388-00-ENG000000 | Coastal Pioneer | Mobile Assets | Coastal Glider 388 | Mobile Asset Controller | Teledyne Webb | G2 Slocum Gliders
CP05MOAS-GL388-01-ADCPAM000 | Coastal Pioneer | Mobile Assets | Coastal Glider 388 | Velocity Profiler (600kHz) | Teledyne RDI | Explorer DVL 600 kHz
CP05MOAS-GL388-02-FLORTM000 | Coastal Pioneer | Mobile Assets | Coastal Glider 388 | 3-Wavelength Fluorometer | WET Labs | ECO Puck FLBBCD-SLK
CP05MOAS-GL388-03-CTDGVM000 | Coastal Pioneer | Mobile Assets | Coastal Glider 388 | CTD | Sea-Bird | SBE Glider Payload CTD (GP-CTD)
CP05MOAS-GL388-04-DOSTAM000 | Coastal Pioneer | Mobile Assets | Coastal Glider 388 | Dissolved Oxygen | Aanderaa | Optode 4831
CP05MOAS-GL388-05-PARADM000 | Coastal Pioneer | Mobile Assets | Coastal Glider 388 | Photosynthetically Available Radiation | Biospherical Instruments | QSP-2155
CP05MOAS-GL389 | Coastal Pioneer | Mobile Assets | Coastal Glider 389
CP05MOAS-GL389-00-ENG000000 | Coastal Pioneer | Mobile Assets | Coastal Glider 389 | Mobile Asset Controller | Teledyne Webb | G2 Slocum Gliders
CP05MOAS-GL389-01-ADCPAM000 | Coastal Pioneer | Mobile Assets | Coastal Glider 389 | Velocity Profiler (600kHz) | Teledyne RDI | Explorer DVL 600 kHz
CP05MOAS-GL389-02-FLORTM000 | Coastal Pioneer | Mobile Assets | Coastal Glider 389 | 3-Wavelength Fluorometer | WET Labs | ECO Puck FLBBCD-SLK
CP05MOAS-GL389-03-CTDGVM000 | Coastal Pioneer | Mobile Assets | Coastal Glider 389 | CTD | Sea-Bird | SBE Glider Payload CTD (GP-CTD)
CP05MOAS-GL389-04-DOSTAM000 | Coastal Pioneer | Mobile Assets | Coastal Glider 389 | Dissolved Oxygen | Aanderaa | Optode 4831
CP05MOAS-GL389-05-PARADM000 | Coastal Pioneer | Mobile Assets | Coastal Glider 389 | Photosynthetically Available Radiation | Biospherical Instruments | QSP-2155
CP05MOAS-A6264 | Coastal Pioneer | Mobile Assets | Coastal AUV 6264
CP05MOAS-A6264-00-ENG000000 | Coastal Pioneer | Mobile Assets | Coastal AUV 6264 | Mobile Asset Controller | Teledyne Webb | G2 Slocum Gliders
CP05MOAS-A6264-01-FLORTN000 | Coastal Pioneer | Mobile Assets | Coastal AUV 6264 | 3-Wavelength Fluorometer | WET Labs | ECO Triplet
CP05MOAS-A6264-02-DOSTAN000 | Coastal Pioneer | Mobile Assets | Coastal AUV 6264 | Dissolved Oxygen | Aanderaa | Optode 4330
CP05MOAS-A6264-03-CTDAVN000 | Coastal Pioneer | Mobile Assets | Coastal AUV 6264 | CTD | Sea-Bird | SBE Glider Payload CTD (GP-CTD)
CP05MOAS-A6264-04-NUTNRN000 | Coastal Pioneer | Mobile Assets | Coastal AUV 6264 | Nitrate | Satlantic | Deep SUNA
CP05MOAS-A6264-05-ADCPAN000 | Coastal Pioneer | Mobile Assets | Coastal AUV 6264 | Velocity Profiler (600kHz) | Teledyne RDI | Workhorse Navigator 600 kHz dual
CP05MOAS-A6264-06-PARADN000 | Coastal Pioneer | Mobile Assets | Coastal AUV 6264 | Photosynthetically Available Radiation | Biospherical Instruments | QSP-2150
CP05MOAS-GL375 | Coastal Pioneer | Mobile Assets | Coastal Glider 375
CP05MOAS-GL375-00-ENG000000 | Coastal Pioneer | Mobile Assets | Coastal Glider 375 | Mobile Asset Controller | Teledyne Webb | G2 Slocum Gliders
CP05MOAS-GL375-01-ADCPAM000 | Coastal Pioneer | Mobile Assets | Coastal Glider 375 | Velocity Profiler (600kHz) | Teledyne RDI | Explorer DVL 600 kHz
CP05MOAS-GL375-02-FLORTM000 | Coastal Pioneer | Mobile Assets | Coastal Glider 375 | 3-Wavelength Fluorometer | WET Labs | ECO Puck FLBBCD-SLK
CP05MOAS-GL375-03-CTDGVM000 | Coastal Pioneer | Mobile Assets | Coastal Glider 375 | CTD | Sea-Bird | SBE Glider Payload CTD (GP-CTD)
CP05MOAS-GL375-04-DOSTAM000 | Coastal Pioneer | Mobile Assets | Coastal Glider 375 | Dissolved Oxygen | Aanderaa | Optode 4831
CP05MOAS-GL375-05-PARADM000 | Coastal Pioneer | Mobile Assets | Coastal Glider 375 | Photosynthetically Available Radiation | Biospherical Instruments | QSP-2155
CP05MOAS-GL376-01-ADCPAM000 | Coastal Pioneer | Mobile Assets | Coastal Glider 376 | Velocity Profiler (600kHz) | Teledyne RDI | Explorer DVL 600 kHz
CE04OSSM | Coastal Endurance | Oregon Offshore Surface Mooring
CE04OSSM-SBC11 | Coastal Endurance | Oregon Offshore Surface Mooring | Surface Buoy
CE04OSSM-SBC11-00-CPMENG000 | Coastal Endurance | Oregon Offshore Surface Mooring | Surface Buoy | Platform Controller | WHOI | Communications and Power Manager
CE04OSSM-SBD11 | Coastal Endurance | Oregon Offshore Surface Mooring | Surface Buoy
CE04OSSM-SBD11-00-DCLENG000 | Coastal Endurance | Oregon Offshore Surface Mooring | Surface Buoy | Data Concentrator Logger (DCL) | WHOI | Data Concentrator Logger
CE04OSSM-SBD11-01-MOPAK0000 | Coastal Endurance | Oregon Offshore Surface Mooring | Surface Buoy | 3-Axis Motion Pack | MicroStrain | 3DM-GX3-25
CE04OSSM-SBD11-02-HYDGN0000 | Coastal Endurance | Oregon Offshore Surface Mooring | Surface Buoy | Hydrogen Sensor | RKI Instruments | M2A transmitters
CE04OSSM-SBD11-04-VELPTA000 | Coastal Endurance | Oregon Offshore Surface Mooring | Surface Buoy | Single Point Velocity Meter | Nortek | Aquadopp 300m
CE04OSSM-SBD11-06-METBKA000 | Coastal Endurance | Oregon Offshore Surface Mooring | Surface Buoy | Bulk Meteorology Instrument Package | Star Engineering | ASIMET
CE04OSSM-SBD12 | Coastal Endurance | Oregon Offshore Surface Mooring | Surface Buoy
CE04OSSM-SBD12-00-DCLENG000 | Coastal Endurance | Oregon Offshore Surface Mooring | Surface Buoy | Data Concentrator Logger (DCL) | WHOI | Data Concentrator Logger
CE04OSSM-SBD12-03-HYDGN0000 | Coastal Endurance | Oregon Offshore Surface Mooring | Surface Buoy | Hydrogen Sensor | RKI Instruments | M2A transmitters
CE04OSSM-SBD12-04-PCO2AA000 | Coastal Endurance | Oregon Offshore Surface Mooring | Surface Buoy | pCO2 Air-Sea | Pro-Oceanus | pCO2-pro
CE04OSSM-SBD12-05-WAVSSA000 | Coastal Endurance | Oregon Offshore Surface Mooring | Surface Buoy | Surface Wave Spectra | Axys Technologies | TRIAXYS
CE04OSSM-RIC21 | Coastal Endurance | Oregon Offshore Surface Mooring | Near Surface Instrument Frame
CE04OSSM-RIC21-00-CPMENG000 | Coastal Endurance | Oregon Offshore Surface Mooring | Near Surface Instrument Frame | Platform Controller | WHOI | Communications and Power Manager
CE04OSSM-RID26 | Coastal Endurance | Oregon Offshore Surface Mooring | Near Surface Instrument Frame
CE04OSSM-RID26-00-DCLENG000 | Coastal Endurance | Oregon Offshore Surface Mooring | Near Surface Instrument Frame | Data Concentrator Logger (DCL) | WHOI | Data Concentrator Logger
CE04OSSM-RID26-01-ADCPTC000 | Coastal Endurance | Oregon Offshore Surface Mooring | Near Surface Instrument Frame | Velocity Profiler (300kHz) | Teledyne RDI | WorkHorse Sentinel 300khz
CE04OSSM-RID26-04-VELPTA000 | Coastal Endurance | Oregon Offshore Surface Mooring | Near Surface Instrument Frame | Single Point Velocity Meter | Nortek | Aquadopp 300m
CE04OSSM-RID26-06-PHSEND000 | Coastal Endurance | Oregon Offshore Surface Mooring | Near Surface Instrument Frame | Seawater pH | Sunburst | SAMI-pH
CE04OSSM-RID26-07-NUTNRB000 | Coastal Endurance | Oregon Offshore Surface Mooring | Near Surface Instrument Frame | Nitrate | Satlantic | ISUS
CE04OSSM-RID26-08-SPKIRB000 | Coastal Endurance | Oregon Offshore Surface Mooring | Near Surface Instrument Frame | Spectral Irradiance | Satlantic | OCR507 ICSW
CE04OSSM-RID27 | Coastal Endurance | Oregon Offshore Surface Mooring | Near Surface Instrument Frame
CE04OSSM-RID27-00-DCLENG000 | Coastal Endurance | Oregon Offshore Surface Mooring | Near Surface Instrument Frame | Data Concentrator Logger (DCL) | WHOI | Data Concentrator Logger
CE04OSSM-RID27-01-OPTAAD000 | Coastal Endurance | Oregon Offshore Surface Mooring | Near Surface Instrument Frame | Spectrophotometer | WET Labs | AC-S
CE04OSSM-RID27-02-FLORTD000 | Coastal Endurance | Oregon Offshore Surface Mooring | Near Surface Instrument Frame | 3-Wavelength Fluorometer | WET Labs | ECO Triplet-w
CE04OSSM-RID27-03-CTDBPC000 | Coastal Endurance | Oregon Offshore Surface Mooring | Near Surface Instrument Frame | CTD | Sea-Bird | SBE 16plusV2
CE04OSSM-RID27-04-DOSTAD000 | Coastal Endurance | Oregon Offshore Surface Mooring | Near Surface Instrument Frame | Dissolved Oxygen | Aanderaa | Optode 4831
CE02SHSM | Coastal Endurance | Oregon Shelf Surface Mooring
CE02SHSM-SBC11 | Coastal Endurance | Oregon Shelf Surface Mooring | Surface Buoy
CE02SHSM-SBC11-00-CPMENG000 | Coastal Endurance | Oregon Shelf Surface Mooring | Surface Buoy | Platform Controller | WHOI | Communications and Power Manager
CE02SHSM-SBD11-00-DCLENG000 | Coastal Endurance | Oregon Shelf Surface Mooring | Surface Buoy | Data Concentrator Logger (DCL) | WHOI | Data Concentrator Logger
CE02SHSM-SBD11-01-MOPAK0000 | Coastal Endurance | Oregon Shelf Surface Mooring | Surface Buoy | 3-Axis Motion Pack | MicroStrain | 3DM-GX3-25
CE02SHSM-SBD11-02-HYDGN0000 | Coastal Endurance | Oregon Shelf Surface Mooring | Surface Buoy | Hydrogen Sensor | RKI Instruments | M2A transmitters
CE02SHSM-SBD11-06-METBKA000 | Coastal Endurance | Oregon Shelf Surface Mooring | Surface Buoy | Bulk Meteorology Instrument Package | Star Engineering | ASIMET
CE02SHSM-SBD11-04-VELPTA000 | Coastal Endurance | Oregon Shelf Surface Mooring | Surface Buoy | Single Point Velocity Meter | Nortek | Aquadopp 300m
CE02SHSM-SBD12 | Coastal Endurance | Oregon Shelf Surface Mooring | Surface Buoy
CE02SHSM-SBD12-00-DCLENG000 | Coastal Endurance | Oregon Shelf Surface Mooring | Surface Buoy | Data Concentrator Logger (DCL) | WHOI | Data Concentrator Logger
CE02SHSM-SBD12-03-HYDGN0000 | Coastal Endurance | Oregon Shelf Surface Mooring | Surface Buoy | Hydrogen Sensor | RKI Instruments | M2A transmitters
CE02SHSM-SBD12-04-PCO2AA000 | Coastal Endurance | Oregon Shelf Surface Mooring | Surface Buoy | pCO2 Air-Sea | Pro-Oceanus | pCO2-pro
CE02SHSM-SBD12-05-WAVSSA000 | Coastal Endurance | Oregon Shelf Surface Mooring | Surface Buoy | Surface Wave Spectra | Axys Technologies | TRIAXYS
CE02SHSM-SBD12-08-FDCHPA000 | Coastal Endurance | Oregon Shelf Surface Mooring | Surface Buoy | Direct Covariance Flux | WHOI | DCFS
CE02SHSM-RIC21 | Coastal Endurance | Oregon Shelf Surface Mooring | Near Surface Instrument Frame
CE02SHSM-RIC21-00-CPMENG000 | Coastal Endurance | Oregon Shelf Surface Mooring | Near Surface Instrument Frame | Platform Controller | WHOI | Communications and Power Manager
CE02SHSM-RID26 | Coastal Endurance | Oregon Shelf Surface Mooring | Near Surface Instrument Frame
CE02SHSM-RID26-00-DCLENG000 | Coastal Endurance | Oregon Shelf Surface Mooring | Near Surface Instrument Frame | Data Concentrator Logger (DCL) | WHOI | Data Concentrator Logger
CE02SHSM-RID26-01-ADCPTA000 | Coastal Endurance | Oregon Shelf Surface Mooring | Near Surface Instrument Frame | Velocity Profiler (600kHz) | Teledyne RDI | WorkHorse Sentinel 600khz
CE02SHSM-RID26-04-VELPTA000 | Coastal Endurance | Oregon Shelf Surface Mooring | Near Surface Instrument Frame | Single Point Velocity Meter | Nortek | Aquadopp 300m
CE02SHSM-RID26-06-PHSEND000 | Coastal Endurance | Oregon Shelf Surface Mooring | Near Surface Instrument Frame | Seawater pH | Sunburst | SAMI-pH
CE02SHSM-RID26-07-NUTNRB000 | Coastal Endurance | Oregon Shelf Surface Mooring | Near Surface Instrument Frame | Nitrate | Satlantic | ISUS
CE02SHSM-RID26-08-SPKIRB000 | Coastal Endurance | Oregon Shelf Surface Mooring | Near Surface Instrument Frame | Spectral Irradiance | Satlantic | OCR507 ICSW
CE02SHSM-RID27 | Coastal Endurance | Oregon Shelf Surface Mooring | Near Surface Instrument Frame
CE02SHSM-RID27-00-DCLENG000 | Coastal Endurance | Oregon Shelf Surface Mooring | Near Surface Instrument Frame | Data Concentrator Logger (DCL) | WHOI | Data Concentrator Logger
CE02SHSM-RID27-01-OPTAAD000 | Coastal Endurance | Oregon Shelf Surface Mooring | Near Surface Instrument Frame | Spectrophotometer | WET Labs | AC-S
CE02SHSM-RID27-02-FLORTD000 | Coastal Endurance | Oregon Shelf Surface Mooring | Near Surface Instrument Frame | 3-Wavelength Fluorometer | WET Labs | ECO Triplet-w
CE02SHSM-RID27-03-CTDBPC000 | Coastal Endurance | Oregon Shelf Surface Mooring | Near Surface Instrument Frame | CTD | Sea-Bird | SBE 16plusV2
CE02SHSM-RID27-04-DOSTAD000 | Coastal Endurance | Oregon Shelf Surface Mooring | Near Surface Instrument Frame | Dissolved Oxygen | Aanderaa | Optode 4831
CE02SHSP | Coastal Endurance | Oregon Shelf Surface Piercing Profiler Mooring
CE02SHSP-SP001 | Coastal Endurance | Oregon Shelf Surface Piercing Profiler Mooring | Surface Piercing Profiler
CE02SHSP-SP001-00-SPPENG000 | Coastal Endurance | Oregon Shelf Surface Piercing Profiler Mooring | Surface Piercing Profiler | Profiler Controller | WET Labs | AMP
CE02SHSP-SP001-01-DOSTAJ000 | Coastal Endurance | Oregon Shelf Surface Piercing Profiler Mooring | Surface Piercing Profiler | Dissolved Oxygen | Aanderaa | Optode 4831
CE02SHSP-SP001-02-VELPTJ000 | Coastal Endurance | Oregon Shelf Surface Piercing Profiler Mooring | Surface Piercing Profiler | Single Point Velocity Meter | Nortek | Aquadopp HR
CE02SHSP-SP001-04-OPTAAJ000 | Coastal Endurance | Oregon Shelf Surface Piercing Profiler Mooring | Surface Piercing Profiler | Spectrophotometer | WET Labs | AC-S
CE02SHSP-SP001-05-NUTNRJ000 | Coastal Endurance | Oregon Shelf Surface Piercing Profiler Mooring | Surface Piercing Profiler | Nitrate | Satlantic | SUNA V2
CE02SHSP-SP001-06-SPKIRJ000 | Coastal Endurance | Oregon Shelf Surface Piercing Profiler Mooring | Surface Piercing Profiler | Spectral Irradiance | Satlantic | OCR507 ICSW
CE02SHSP-SP001-07-FLORTJ000 | Coastal Endurance | Oregon Shelf Surface Piercing Profiler Mooring | Surface Piercing Profiler | 3-Wavelength Fluorometer | WET Labs | ECO Triplet-w
CE02SHSP-SP001-08-CTDPFJ000 | Coastal Endurance | Oregon Shelf Surface Piercing Profiler Mooring | Surface Piercing Profiler | CTD | Sea-Bird | FastCAT 49 CTD
CE02SHSP-SP001-09-PARADJ000 | Coastal Endurance | Oregon Shelf Surface Piercing Profiler Mooring | Surface Piercing Profiler | Photosynthetically Available Radiation | WET Labs | ECO PAR
CE01ISSM | Coastal Endurance | Oregon Inshore Surface Mooring
CE01ISSM-SBC11 | Coastal Endurance | Oregon Inshore Surface Mooring | Surface Buoy
CE01ISSM-SBC11-00-CPMENG000 | Coastal Endurance | Oregon Inshore Surface Mooring | Surface Buoy | Platform Controller | WHOI | Communications and Power Manager
CE01ISSM-SBD17 | Coastal Endurance | Oregon Inshore Surface Mooring | Surface Buoy
CE01ISSM-SBD17-00-DCLENG000 | Coastal Endurance | Oregon Inshore Surface Mooring | Surface Buoy | Data Concentrator Logger (DCL) | WHOI | Data Concentrator Logger
CE01ISSM-SBD17-01-MOPAK0000 | Coastal Endurance | Oregon Inshore Surface Mooring | Surface Buoy | 3-Axis Motion Pack | MicroStrain | 3DM-GX3-25
CE01ISSM-SBD17-06-CTDBPC000 | Coastal Endurance | Oregon Inshore Surface Mooring | Surface Buoy | CTD | Sea-Bird | SBE 16plusV2
CE01ISSM-SBD17-06-FLORTD000 | Coastal Endurance | Oregon Inshore Surface Mooring | Surface Buoy | 3-Wavelength Fluorometer | WET Labs | ECO Triplet-w
CE01ISSM-SBD17-04-VELPTA000 | Coastal Endurance | Oregon Inshore Surface Mooring | Surface Buoy | Single Point Velocity Meter | Nortek | Aquadopp 300m
CE01ISSM-RID16 | Coastal Endurance | Oregon Inshore Surface Mooring | Near Surface Instrument Frame
CE01ISSM-RID16-00-DCLENG000 | Coastal Endurance | Oregon Inshore Surface Mooring | Near Surface Instrument Frame | Data Concentrator Logger (DCL) | WHOI | Data Concentrator Logger
CE01ISSM-RID16-01-OPTAAD000 | Coastal Endurance | Oregon Inshore Surface Mooring | Near Surface Instrument Frame | Spectrophotometer | WET Labs | AC-S
CE01ISSM-RID16-02-FLORTD000 | Coastal Endurance | Oregon Inshore Surface Mooring | Near Surface Instrument Frame | 3-Wavelength Fluorometer | WET Labs | ECO Triplet-w
CE01ISSM-RID16-03-CTDBPC000 | Coastal Endurance | Oregon Inshore Surface Mooring | Near Surface Instrument Frame | CTD | Sea-Bird | SBE 16plusV2
CE01ISSM-RID16-03-DOSTAD000 | Coastal Endurance | Oregon Inshore Surface Mooring | Near Surface Instrument Frame | Dissolved Oxygen | Aanderaa | Optode 4831
CE01ISSM-RID16-04-VELPTA000 | Coastal Endurance | Oregon Inshore Surface Mooring | Near Surface Instrument Frame | Single Point Velocity Meter | Nortek | Aquadopp 300m
CE01ISSM-RID16-05-PCO2WB000 | Coastal Endurance | Oregon Inshore Surface Mooring | Near Surface Instrument Frame | pCO2 Water | Sunburst | SAMI-pCO2
CE01ISSM-RID16-06-PHSEND000 | Coastal Endurance | Oregon Inshore Surface Mooring | Near Surface Instrument Frame | Seawater pH | Sunburst | SAMI-pH
CE01ISSM-RID16-07-NUTNRB000 | Coastal Endurance | Oregon Inshore Surface Mooring | Near Surface Instrument Frame | Nitrate | Satlantic | ISUS
CE01ISSM-RID16-08-SPKIRB000 | Coastal Endurance | Oregon Inshore Surface Mooring | Near Surface Instrument Frame | Spectral Irradiance | Satlantic | OCR507 ICSW
CE01ISSM-MFC31 | Coastal Endurance | Oregon Inshore Surface Mooring | Seafloor Multi-Function Node (MFN)
CE01ISSM-MFC31-00-CPMENG000 | Coastal Endurance | Oregon Inshore Surface Mooring | Seafloor Multi-Function Node (MFN) | Platform Controller | WHOI | Communications and Power Manager
CE01ISSM-MFD35 | Coastal Endurance | Oregon Inshore Surface Mooring | Seafloor Multi-Function Node (MFN)
CE01ISSM-MFD35-00-DCLENG000 | Coastal Endurance | Oregon Inshore Surface Mooring | Seafloor Multi-Function Node (MFN) | Data Concentrator Logger (DCL) | WHOI | Data Concentrator Logger
CE01ISSM-MFD35-01-VEL3DD000 | Coastal Endurance | Oregon Inshore Surface Mooring | Seafloor Multi-Function Node (MFN) | 3-D Single Point Velocity Meter | Nortek | VECTOR
CE01ISSM-MFD35-02-PRESFA000 | Coastal Endurance | Oregon Inshore Surface Mooring | Seafloor Multi-Function Node (MFN) | Seafloor Pressure | Sea-Bird | SBE 26plus
CE01ISSM-MFD35-04-ADCPTM000 | Coastal Endurance | Oregon Inshore Surface Mooring | Seafloor Multi-Function Node (MFN) | Velocity Profiler (600kHz) | Teledyne RDI | WorkHorse Sentinel 600khz
CE01ISSM-MFD35-05-PCO2WB000 | Coastal Endurance | Oregon Inshore Surface Mooring | Seafloor Multi-Function Node (MFN) | pCO2 Water | Sunburst | SAMI-pCO2
CE01ISSM-MFD35-06-PHSEND000 | Coastal Endurance | Oregon Inshore Surface Mooring | Seafloor Multi-Function Node (MFN) | Seawater pH | Sunburst | SAMI-pH
CE01ISSM-MFD37 | Coastal Endurance | Oregon Inshore Surface Mooring | Seafloor Multi-Function Node (MFN)
CE01ISSM-MFD37-00-DCLENG000 | Coastal Endurance | Oregon Inshore Surface Mooring | Seafloor Multi-Function Node (MFN) | Data Concentrator Logger (DCL) | WHOI | Data Concentrator Logger
CE01ISSM-MFD37-01-OPTAAD000 | Coastal Endurance | Oregon Inshore Surface Mooring | Seafloor Multi-Function Node (MFN) | Spectrophotometer | WET Labs | AC-S
CE01ISSM-MFD37-03-CTDBPC000 | Coastal Endurance | Oregon Inshore Surface Mooring | Seafloor Multi-Function Node (MFN) | CTD | Sea-Bird | SBE 16plusV2
CE01ISSM-MFD37-03-DOSTAD000 | Coastal Endurance | Oregon Inshore Surface Mooring | Seafloor Multi-Function Node (MFN) | Dissolved Oxygen | Aanderaa | Optode 4831
CE01ISSM-MFD37-06-CAMDSA000 | Coastal Endurance | Oregon Inshore Surface Mooring | Seafloor Multi-Function Node (MFN) | Digital Still Camera | Kongsberg | Modified OE14-408
CE01ISSM-MFD37-07-ZPLSCC000 | Coastal Endurance | Oregon Inshore Surface Mooring | Seafloor Multi-Function Node (MFN) | Bio-acoustic Sonar (Coastal) | ASL Environmental Sciences | AZFP
CE01ISSP | Coastal Endurance | Oregon Inshore Surface Piercing Profiler Mooring
CE01ISSP-SP001 | Coastal Endurance | Oregon Inshore Surface Piercing Profiler Mooring | Surface Piercing Profiler
CE01ISSP-SP001-00-SPPENG000 | Coastal Endurance | Oregon Inshore Surface Piercing Profiler Mooring | Surface Piercing Profiler | Profiler Controller | WET Labs | AMP
CE01ISSP-SP001-02-DOSTAJ000 | Coastal Endurance | Oregon Inshore Surface Piercing Profiler Mooring | Surface Piercing Profiler | Dissolved Oxygen | Aanderaa | Optode 4831
CE01ISSP-SP001-04-OPTAAJ000 | Coastal Endurance | Oregon Inshore Surface Piercing Profiler Mooring | Surface Piercing Profiler | Spectrophotometer | WET Labs | AC-S
CE01ISSP-SP001-05-VELPTJ000 | Coastal Endurance | Oregon Inshore Surface Piercing Profiler Mooring | Surface Piercing Profiler | Single Point Velocity Meter | Nortek | Aquadopp HR
CE01ISSP-SP001-06-NUTNRJ000 | Coastal Endurance | Oregon Inshore Surface Piercing Profiler Mooring | Surface Piercing Profiler | Nitrate | Satlantic | SUNA V2
CE01ISSP-SP001-07-SPKIRJ000 | Coastal Endurance | Oregon Inshore Surface Piercing Profiler Mooring | Surface Piercing Profiler | Spectral Irradiance | Satlantic | OCR507 ICSW
CE01ISSP-SP001-08-FLORTJ000 | Coastal Endurance | Oregon Inshore Surface Piercing Profiler Mooring | Surface Piercing Profiler | 3-Wavelength Fluorometer | WET Labs | ECO Triplet-w
CE01ISSP-SP001-09-CTDPFJ000 | Coastal Endurance | Oregon Inshore Surface Piercing Profiler Mooring | Surface Piercing Profiler | CTD | Sea-Bird | FastCAT 49 CTD
CE01ISSP-SP001-10-PARADJ000 | Coastal Endurance | Oregon Inshore Surface Piercing Profiler Mooring | Surface Piercing Profiler | Photosynthetically Available Radiation | WET Labs | ECO PAR
CE09OSSM | Coastal Endurance | Washington Offshore Surface Mooring
CE09OSSM-SBC11 | Coastal Endurance | Washington Offshore Surface Mooring | Surface Buoy
CE09OSSM-SBC11-00-CPMENG000 | Coastal Endurance | Washington Offshore Surface Mooring | Surface Buoy | Platform Controller | WHOI | Communications and Power Manager
CE09OSSM-SBD11 | Coastal Endurance | Washington Offshore Surface Mooring | Surface Buoy
CE09OSSM-SBD11-00-DCLENG000 | Coastal Endurance | Washington Offshore Surface Mooring | Surface Buoy | Data Concentrator Logger (DCL) | WHOI | Data Concentrator Logger
CE09OSSM-SBD11-01-MOPAK0000 | Coastal Endurance | Washington Offshore Surface Mooring | Surface Buoy | 3-Axis Motion Pack | MicroStrain | 3DM-GX3-25
CE09OSSM-SBD11-02-HYDGN0000 | Coastal Endurance | Washington Offshore Surface Mooring | Surface Buoy | Hydrogen Sensor | RKI Instruments | M2A transmitters
CE09OSSM-SBD11-06-METBKA000 | Coastal Endurance | Washington Offshore Surface Mooring | Surface Buoy | Bulk Meteorology Instrument Package | Star Engineering | ASIMET
CE09OSSM-SBD11-04-VELPTA000 | Coastal Endurance | Washington Offshore Surface Mooring | Surface Buoy | Single Point Velocity Meter | Nortek | Aquadopp 300m
CE09OSSM-SBD12 | Coastal Endurance | Washington Offshore Surface Mooring | Surface Buoy
CE09OSSM-SBD12-00-DCLENG000 | Coastal Endurance | Washington Offshore Surface Mooring | Surface Buoy | Data Concentrator Logger (DCL) | WHOI | Data Concentrator Logger
CE09OSSM-SBD12-03-HYDGN0000 | Coastal Endurance | Washington Offshore Surface Mooring | Surface Buoy | Hydrogen Sensor | RKI Instruments | M2A transmitters
CE09OSSM-SBD12-04-PCO2AA000 | Coastal Endurance | Washington Offshore Surface Mooring | Surface Buoy | pCO2 Air-Sea | Pro-Oceanus | pCO2-pro
CE09OSSM-SBD12-05-WAVSSA000 | Coastal Endurance | Washington Offshore Surface Mooring | Surface Buoy | Surface Wave Spectra | Axys Technologies | TRIAXYS
CE09OSSM-RIC21 | Coastal Endurance | Washington Offshore Surface Mooring | Near Surface Instrument Frame
CE09OSSM-RIC21-00-CPMENG000 | Coastal Endurance | Washington Offshore Surface Mooring | Near Surface Instrument Frame | Platform Controller | WHOI | Communications and Power Manager
CE09OSSM-RID26 | Coastal Endurance | Washington Offshore Surface Mooring | Near Surface Instrument Frame
CE09OSSM-RID26-00-DCLENG000 | Coastal Endurance | Washington Offshore Surface Mooring | Near Surface Instrument Frame | Data Concentrator Logger (DCL) | WHOI | Data Concentrator Logger
CE09OSSM-RID26-01-ADCPTC000 | Coastal Endurance | Washington Offshore Surface Mooring | Near Surface Instrument Frame | Velocity Profiler (300kHz) | Teledyne RDI | WorkHorse Sentinel 300khz
CE09OSSM-RID26-04-VELPTA000 | Coastal Endurance | Washington Offshore Surface Mooring | Near Surface Instrument Frame | Single Point Velocity Meter | Nortek | Aquadopp 300m
CE09OSSM-RID26-06-PHSEND000 | Coastal Endurance | Washington Offshore Surface Mooring | Near Surface Instrument Frame | Seawater pH | Sunburst | SAMI-pH
CE09OSSM-RID26-07-NUTNRB000 | Coastal Endurance | Washington Offshore Surface Mooring | Near Surface Instrument Frame | Nitrate | Satlantic | ISUS
CE09OSSM-RID26-08-SPKIRB000 | Coastal Endurance | Washington Offshore Surface Mooring | Near Surface Instrument Frame | Spectral Irradiance | Satlantic | OCR507 ICSW
CE09OSSM-RID27 | Coastal Endurance | Washington Offshore Surface Mooring | Near Surface Instrument Frame
CE09OSSM-RID27-00-DCLENG000 | Coastal Endurance | Washington Offshore Surface Mooring | Near Surface Instrument Frame | Data Concentrator Logger (DCL) | WHOI | Data Concentrator Logger
CE09OSSM-RID27-01-OPTAAD000 | Coastal Endurance | Washington Offshore Surface Mooring | Near Surface Instrument Frame | Spectrophotometer | WET Labs | AC-S
CE09OSSM-RID27-02-FLORTD000 | Coastal Endurance | Washington Offshore Surface Mooring | Near Surface Instrument Frame | 3-Wavelength Fluorometer | WET Labs | ECO Triplet-w
CE09OSSM-RID27-03-CTDBPC000 | Coastal Endurance | Washington Offshore Surface Mooring | Near Surface Instrument Frame | CTD | Sea-Bird | SBE 16plusV2
CE09OSSM-RID27-04-DOSTAD000 | Coastal Endurance | Washington Offshore Surface Mooring | Near Surface Instrument Frame | Dissolved Oxygen | Aanderaa | Optode 4831
CE09OSSM-MFC31 | Coastal Endurance | Washington Offshore Surface Mooring | Seafloor Multi-Function Node (MFN)
CE09OSSM-MFC31-00-CPMENG000 | Coastal Endurance | Washington Offshore Surface Mooring | Seafloor Multi-Function Node (MFN) | Platform Controller | WHOI | Communications and Power Manager
CE09OSSM-MFD35 | Coastal Endurance | Washington Offshore Surface Mooring | Seafloor Multi-Function Node (MFN)
CE09OSSM-MFD35-00-DCLENG000 | Coastal Endurance | Washington Offshore Surface Mooring | Seafloor Multi-Function Node (MFN) | Data Concentrator Logger (DCL) | WHOI | Data Concentrator Logger
CE09OSSM-MFD35-01-VEL3DD000 | Coastal Endurance | Washington Offshore Surface Mooring | Seafloor Multi-Function Node (MFN) | 3-D Single Point Velocity Meter | Nortek | VECTOR
CE09OSSM-MFD35-02-PRESFC000 | Coastal Endurance | Washington Offshore Surface Mooring | Seafloor Multi-Function Node (MFN) | Seafloor Pressure | Sea-Bird | SBE 26plus
CE09OSSM-MFD35-04-ADCPSJ000 | Coastal Endurance | Washington Offshore Surface Mooring | Seafloor Multi-Function Node (MFN) | Velocity Profiler (75 kHz) | Teledyne RDI | WorkHorse LongRanger Sentinel 75khz
CE09OSSM-MFD35-05-PCO2WB000 | Coastal Endurance | Washington Offshore Surface Mooring | Seafloor Multi-Function Node (MFN) | pCO2 Water | Sunburst | SAMI-pCO2
CE09OSSM-MFD35-06-PHSEND000 | Coastal Endurance | Washington Offshore Surface Mooring | Seafloor Multi-Function Node (MFN) | Seawater pH | Sunburst | SAMI-pH
CE09OSSM-MFD37 | Coastal Endurance | Washington Offshore Surface Mooring | Seafloor Multi-Function Node (MFN)
CE09OSSM-MFD37-00-DCLENG000 | Coastal Endurance | Washington Offshore Surface Mooring | Seafloor Multi-Function Node (MFN) | Data Concentrator Logger (DCL) | WHOI | Data Concentrator Logger
CE09OSSM-MFD37-01-OPTAAC000 | Coastal Endurance | Washington Offshore Surface Mooring | Seafloor Multi-Function Node (MFN) | Spectrophotometer | WET Labs | AC-S Deep
CE09OSSM-MFD37-03-CTDBPE000 | Coastal Endurance | Washington Offshore Surface Mooring | Seafloor Multi-Function Node (MFN) | CTD | Sea-Bird | SBE 16plusV2
CE09OSSM-MFD37-03-DOSTAD000 | Coastal Endurance | Washington Offshore Surface Mooring | Seafloor Multi-Function Node (MFN) | Dissolved Oxygen | Aanderaa | Optode 4831
CE09OSSM-MFD37-07-ZPLSCC000 | Coastal Endurance | Washington Offshore Surface Mooring | Seafloor Multi-Function Node (MFN) | Bio-acoustic Sonar (Coastal) | ASL Environmental Sciences | AZFP
CE09OSSM-MFD37-06-CAMDSA000 | Coastal Endurance | Washington Offshore Surface Mooring | Seafloor Multi-Function Node (MFN) | Digital Still Camera | Kongsberg | Modified OE14-408
CE09OSPM | Coastal Endurance | Washington Offshore Profiler Mooring
CE09OSPM-SBS01 | Coastal Endurance | Washington Offshore Profiler Mooring | Surface Buoy
CE09OSPM-SBS01-00-STCENG000 | Coastal Endurance | Washington Offshore Profiler Mooring | Surface Buoy | Platform Controller | WHOI | Sensor and Telemetry Controller
CE09OSPM-SBS01-01-MOPAK0000 | Coastal Endurance | Washington Offshore Profiler Mooring | Surface Buoy | 3-Axis Motion Pack | MicroStrain | 3DM-GX3-25
CE09OSPM-WFP01 | Coastal Endurance | Washington Offshore Profiler Mooring | Wire-Following Profiler
CE09OSPM-WFP01-00-WFPENG000 | Coastal Endurance | Washington Offshore Profiler Mooring | Wire-Following Profiler | Profiler Controller | McLane | MMP
CE09OSPM-WFP01-01-VEL3DK000 | Coastal Endurance | Washington Offshore Profiler Mooring | Wire-Following Profiler | 3-D Single Point Velocity Meter | Nortek | Aquadopp II
CE09OSPM-WFP01-02-DOFSTK000 | Coastal Endurance | Washington Offshore Profiler Mooring | Wire-Following Profiler | Dissolved Oxygen | Sea-Bird | SBE 43F
CE09OSPM-WFP01-03-CTDPFK000 | Coastal Endurance | Washington Offshore Profiler Mooring | Wire-Following Profiler | CTD | Sea-Bird | SBE 52MP
CE09OSPM-WFP01-04-FLORTK000 | Coastal Endurance | Washington Offshore Profiler Mooring | Wire-Following Profiler | 3-Wavelength Fluorometer | WET Labs | ECO Triplet
CE09OSPM-WFP01-05-PARADK000 | Coastal Endurance | Washington Offshore Profiler Mooring | Wire-Following Profiler | Photosynthetically Available Radiation | Biospherical Instruments | QSP-2200
CE07SHSM | Coastal Endurance | Washington Shelf Surface Mooring
CE07SHSM-SBC11 | Coastal Endurance | Washington Shelf Surface Mooring | Surface Buoy
CE07SHSM-SBC11-00-CPMENG000 | Coastal Endurance | Washington Shelf Surface Mooring | Surface Buoy | Platform Controller | WHOI | Communications and Power Manager
CE07SHSM-SBD11 | Coastal Endurance | Washington Shelf Surface Mooring | Surface Buoy
CE07SHSM-SBD11-00-DCLENG000 | Coastal Endurance | Washington Shelf Surface Mooring | Surface Buoy | Data Concentrator Logger (DCL) | WHOI | Data Concentrator Logger
CE07SHSM-SBD11-01-MOPAK0000 | Coastal Endurance | Washington Shelf Surface Mooring | Surface Buoy | 3-Axis Motion Pack | MicroStrain | 3DM-GX3-25
CE07SHSM-SBD11-02-HYDGN0000 | Coastal Endurance | Washington Shelf Surface Mooring | Surface Buoy | Hydrogen Sensor | RKI Instruments | M2A transmitters
CE07SHSM-SBD11-06-METBKA000 | Coastal Endurance | Washington Shelf Surface Mooring | Surface Buoy | Bulk Meteorology Instrument Package | Star Engineering | ASIMET
CE07SHSM-SBD11-04-VELPTA000 | Coastal Endurance | Washington Shelf Surface Mooring | Surface Buoy | Single Point Velocity Meter | Nortek | Aquadopp 300m
CE07SHSM-SBD12 | Coastal Endurance | Washington Shelf Surface Mooring | Surface Buoy
CE07SHSM-SBD12-00-DCLENG000 | Coastal Endurance | Washington Shelf Surface Mooring | Surface Buoy | Data Concentrator Logger (DCL) | WHOI | Data Concentrator Logger
CE07SHSM-SBD12-04-PCO2AA000 | Coastal Endurance | Washington Shelf Surface Mooring | Surface Buoy | pCO2 Air-Sea | Pro-Oceanus | pCO2-pro
CE07SHSM-SBD12-03-HYDGN0000 | Coastal Endurance | Washington Shelf Surface Mooring | Surface Buoy | Hydrogen Sensor | RKI Instruments | M2A transmitters
CE07SHSM-SBD12-05-WAVSSA000 | Coastal Endurance | Washington Shelf Surface Mooring | Surface Buoy | Surface Wave Spectra | Axys Technologies | TRIAXYS
CE07SHSM-RIC21 | Coastal Endurance | Washington Shelf Surface Mooring | Near Surface Instrument Frame
CE07SHSM-RIC21-00-CPMENG000 | Coastal Endurance | Washington Shelf Surface Mooring | Near Surface Instrument Frame | Platform Controller | WHOI | Communications and Power Manager
CE07SHSM-RID26 | Coastal Endurance | Washington Shelf Surface Mooring | Near Surface Instrument Frame
CE07SHSM-RID26-00-DCLENG000 | Coastal Endurance | Washington Shelf Surface Mooring | Near Surface Instrument Frame | Data Concentrator Logger (DCL) | WHOI | Data Concentrator Logger
CE07SHSM-RID26-01-ADCPTA000 | Coastal Endurance | Washington Shelf Surface Mooring | Near Surface Instrument Frame | Velocity Profiler (600kHz) | Teledyne RDI | WorkHorse Sentinel 600khz
CE07SHSM-RID26-04-VELPTA000 | Coastal Endurance | Washington Shelf Surface Mooring | Near Surface Instrument Frame | Single Point Velocity Meter | Nortek | Aquadopp 300m
CE07SHSM-RID26-06-PHSEND000 | Coastal Endurance | Washington Shelf Surface Mooring | Near Surface Instrument Frame | Seawater pH | Sunburst | SAMI-pH
CE07SHSM-RID26-07-NUTNRB000 | Coastal Endurance | Washington Shelf Surface Mooring | Near Surface Instrument Frame | Nitrate | Satlantic | ISUS
CE07SHSM-RID26-08-SPKIRB000 | Coastal Endurance | Washington Shelf Surface Mooring | Near Surface Instrument Frame | Spectral Irradiance | Satlantic | OCR507 ICSW
CE07SHSM-RID27 | Coastal Endurance | Washington Shelf Surface Mooring | Near Surface Instrument Frame
CE07SHSM-RID27-00-DCLENG000 | Coastal Endurance | Washington Shelf Surface Mooring | Near Surface Instrument Frame | Data Concentrator Logger (DCL) | WHOI | Data Concentrator Logger
CE07SHSM-RID27-01-OPTAAD000 | Coastal Endurance | Washington Shelf Surface Mooring | Near Surface Instrument Frame | Spectrophotometer | WET Labs | AC-S
CE07SHSM-RID27-02-FLORTD000 | Coastal Endurance | Washington Shelf Surface Mooring | Near Surface Instrument Frame | 3-Wavelength Fluorometer | WET Labs | ECO Triplet-w
CE07SHSM-RID27-03-CTDBPC000 | Coastal Endurance | Washington Shelf Surface Mooring | Near Surface Instrument Frame | CTD | Sea-Bird | SBE 16plusV2
CE07SHSM-RID27-04-DOSTAD000 | Coastal Endurance | Washington Shelf Surface Mooring | Near Surface Instrument Frame | Dissolved Oxygen | Aanderaa | Optode 4831
CE07SHSM-MFC31 | Coastal Endurance | Washington Shelf Surface Mooring | Seafloor Multi-Function Node (MFN)
CE07SHSM-MFC31-00-CPMENG000 | Coastal Endurance | Washington Shelf Surface Mooring | Seafloor Multi-Function Node (MFN) | Platform Controller | WHOI | Communications and Power Manager
CE07SHSM-MFD35 | Coastal Endurance | Washington Shelf Surface Mooring | Seafloor Multi-Function Node (MFN)
CE07SHSM-MFD35-00-DCLENG000 | Coastal Endurance | Washington Shelf Surface Mooring | Seafloor Multi-Function Node (MFN) | Data Concentrator Logger (DCL) | WHOI | Data Concentrator Logger
CE07SHSM-MFD35-01-VEL3DD000 | Coastal Endurance | Washington Shelf Surface Mooring | Seafloor Multi-Function Node (MFN) | 3-D Single Point Velocity Meter | Nortek | VECTOR
CE07SHSM-MFD35-02-PRESFB000 | Coastal Endurance | Washington Shelf Surface Mooring | Seafloor Multi-Function Node (MFN) | Seafloor Pressure | Sea-Bird | SBE 26plus
CE07SHSM-MFD35-04-ADCPTC000 | Coastal Endurance | Washington Shelf Surface Mooring | Seafloor Multi-Function Node (MFN) | Velocity Profiler (300kHz) | Teledyne RDI | WorkHorse Sentinel 300khz
CE07SHSM-MFD35-05-PCO2WB000 | Coastal Endurance | Washington Shelf Surface Mooring | Seafloor Multi-Function Node (MFN) | pCO2 Water | Sunburst | SAMI-pCO2
CE07SHSM-MFD35-06-PHSEND000 | Coastal Endurance | Washington Shelf Surface Mooring | Seafloor Multi-Function Node (MFN) | Seawater pH | Sunburst | SAMI-pH
CE07SHSM-MFD37 | Coastal Endurance | Washington Shelf Surface Mooring | Seafloor Multi-Function Node (MFN)
CE07SHSM-MFD37-00-DCLENG000 | Coastal Endurance | Washington Shelf Surface Mooring | Seafloor Multi-Function Node (MFN) | Data Concentrator Logger (DCL) | WHOI | Data Concentrator Logger
CE07SHSM-MFD37-01-OPTAAD000 | Coastal Endurance | Washington Shelf Surface Mooring | Seafloor Multi-Function Node (MFN) | Spectrophotometer | WET Labs | AC-S
CE07SHSM-MFD37-03-CTDBPC000 | Coastal Endurance | Washington Shelf Surface Mooring | Seafloor Multi-Function Node (MFN) | CTD | Sea-Bird | SBE 16plusV2
CE07SHSM-MFD37-03-DOSTAD000 | Coastal Endurance | Washington Shelf Surface Mooring | Seafloor Multi-Function Node (MFN) | Dissolved Oxygen | Aanderaa | Optode 4831
CE07SHSM-MFD37-06-CAMDSA000 | Coastal Endurance | Washington Shelf Surface Mooring | Seafloor Multi-Function Node (MFN) | Digital Still Camera | Kongsberg | Modified OE14-408
CE07SHSM-MFD37-07-ZPLSCC000 | Coastal Endurance | Washington Shelf Surface Mooring | Seafloor Multi-Function Node (MFN) | Bio-acoustic Sonar (Coastal) | ASL Environmental Sciences | AZFP
CE07SHSP | Coastal Endurance | Washington Shelf Surface Piercing Profiler Mooring
CE07SHSP-SP001 | Coastal Endurance | Washington Shelf Surface Piercing Profiler Mooring | Surface Piercing Profiler
CE07SHSP-SP001-00-SPPENG000 | Coastal Endurance | Washington Shelf Surface Piercing Profiler Mooring | Surface Piercing Profiler | Profiler Controller | WET Labs | AMP
CE07SHSP-SP001-01-DOSTAJ000 | Coastal Endurance | Washington Shelf Surface Piercing Profiler Mooring | Surface Piercing Profiler | Dissolved Oxygen | Aanderaa | Optode 4831
CE07SHSP-SP001-02-VELPTJ000 | Coastal Endurance | Washington Shelf Surface Piercing Profiler Mooring | Surface Piercing Profiler | Single Point Velocity Meter | Nortek | Aquadopp HR
CE07SHSP-SP001-04-OPTAAJ000 | Coastal Endurance | Washington Shelf Surface Piercing Profiler Mooring | Surface Piercing Profiler | Spectrophotometer | WET Labs | AC-S
CE07SHSP-SP001-05-NUTNRJ000 | Coastal Endurance | Washington Shelf Surface Piercing Profiler Mooring | Surface Piercing Profiler | Nitrate | Satlantic | SUNA V2
CE07SHSP-SP001-06-SPKIRJ000 | Coastal Endurance | Washington Shelf Surface Piercing Profiler Mooring | Surface Piercing Profiler | Spectral Irradiance | Satlantic | OCR507 ICSW
CE07SHSP-SP001-07-FLORTJ000 | Coastal Endurance | Washington Shelf Surface Piercing Profiler Mooring | Surface Piercing Profiler | 3-Wavelength Fluorometer | WET Labs | ECO Triplet-w
CE07SHSP-SP001-08-CTDPFJ000 | Coastal Endurance | Washington Shelf Surface Piercing Profiler Mooring | Surface Piercing Profiler | CTD | Sea-Bird | FastCAT 49 CTD
CE07SHSP-SP001-09-PARADJ000 | Coastal Endurance | Washington Shelf Surface Piercing Profiler Mooring | Surface Piercing Profiler | Photosynthetically Available Radiation | WET Labs | ECO PAR
CE06ISSM | Coastal Endurance | Washington Inshore Surface Mooring
CE06ISSM-SBC11 | Coastal Endurance | Washington Inshore Surface Mooring | Surface Buoy
CE06ISSM-SBC11-00-CPMENG000 | Coastal Endurance | Washington Inshore Surface Mooring | Surface Buoy | Platform Controller | WHOI | Communications and Power Manager
CE06ISSM-SBD17 | Coastal Endurance | Washington Inshore Surface Mooring | Surface Buoy
CE06ISSM-SBD17-00-DCLENG000 | Coastal Endurance | Washington Inshore Surface Mooring | Surface Buoy | Data Concentrator Logger (DCL) | WHOI | Data Concentrator Logger
CE06ISSM-SBD17-01-MOPAK0000 | Coastal Endurance | Washington Inshore Surface Mooring | Surface Buoy | 3-Axis Motion Pack | MicroStrain | 3DM-GX3-25
CE06ISSM-SBD17-06-CTDBPC000 | Coastal Endurance | Washington Inshore Surface Mooring | Surface Buoy | CTD | Sea-Bird | SBE 16plusV2
CE06ISSM-SBD17-06-FLORTD000 | Coastal Endurance | Washington Inshore Surface Mooring | Surface Buoy | 3-Wavelength Fluorometer | WET Labs | ECO Triplet-w
CE06ISSM-SBD17-04-VELPTA000 | Coastal Endurance | Washington Inshore Surface Mooring | Surface Buoy | Single Point Velocity Meter | Nortek | Aquadopp 300m
CE06ISSM-RID16 | Coastal Endurance | Washington Inshore Surface Mooring | Near Surface Instrument Frame
CE06ISSM-RID16-00-DCLENG000 | Coastal Endurance | Washington Inshore Surface Mooring | Near Surface Instrument Frame | Data Concentrator Logger (DCL) | WHOI | Data Concentrator Logger
CE06ISSM-RID16-01-OPTAAD000 | Coastal Endurance | Washington Inshore Surface Mooring | Near Surface Instrument Frame | Spectrophotometer | WET Labs | AC-S
CE06ISSM-RID16-02-FLORTD000 | Coastal Endurance | Washington Inshore Surface Mooring | Near Surface Instrument Frame | 3-Wavelength Fluorometer | WET Labs | ECO Triplet-w
CE06ISSM-RID16-03-CTDBPC000 | Coastal Endurance | Washington Inshore Surface Mooring | Near Surface Instrument Frame | CTD | Sea-Bird | SBE 16plusV2
CE06ISSM-RID16-03-DOSTAD000 | Coastal Endurance | Washington Inshore Surface Mooring | Near Surface Instrument Frame | Dissolved Oxygen | Aanderaa | Optode 4831
CE06ISSM-RID16-04-VELPTA000 | Coastal Endurance | Washington Inshore Surface Mooring | Near Surface Instrument Frame | Single Point Velocity Meter | Nortek | Aquadopp 300m
CE06ISSM-RID16-05-PCO2WB000 | Coastal Endurance | Washington Inshore Surface Mooring | Near Surface Instrument Frame | pCO2 Water | Sunburst | SAMI-pCO2
CE06ISSM-RID16-06-PHSEND000 | Coastal Endurance | Washington Inshore Surface Mooring | Near Surface Instrument Frame | Seawater pH | Sunburst | SAMI-pH
CE06ISSM-RID16-07-NUTNRB000 | Coastal Endurance | Washington Inshore Surface Mooring | Near Surface Instrument Frame | Nitrate | Satlantic | ISUS
CE06ISSM-RID16-08-SPKIRB000 | Coastal Endurance | Washington Inshore Surface Mooring | Near Surface Instrument Frame | Spectral Irradiance | Satlantic | OCR507 ICSW
CE06ISSM-MFC31 | Coastal Endurance | Washington Inshore Surface Mooring | Seafloor Multi-Function Node (MFN)
CE06ISSM-MFC31-00-CPMENG000 | Coastal Endurance | Washington Inshore Surface Mooring | Seafloor Multi-Function Node (MFN) | Platform Controller | WHOI | Communications and Power Manager
CE06ISSM-MFD35 | Coastal Endurance | Washington Inshore Surface Mooring | Seafloor Multi-Function Node (MFN)
CE06ISSM-MFD35-00-DCLENG000 | Coastal Endurance | Washington Inshore Surface Mooring | Seafloor Multi-Function Node (MFN) | Data Concentrator Logger (DCL) | WHOI | Data Concentrator Logger
CE06ISSM-MFD35-01-VEL3DD000 | Coastal Endurance | Washington Inshore Surface Mooring | Seafloor Multi-Function Node (MFN) | 3-D Single Point Velocity Meter | Nortek | VECTOR
CE06ISSM-MFD35-02-PRESFA000 | Coastal Endurance | Washington Inshore Surface Mooring | Seafloor Multi-Function Node (MFN) | Seafloor Pressure | Sea-Bird | SBE 26plus
CE06ISSM-MFD35-04-ADCPTM000 | Coastal Endurance | Washington Inshore Surface Mooring | Seafloor Multi-Function Node (MFN) | Velocity Profiler (600kHz) | Teledyne RDI | WorkHorse Sentinel 600khz
CE06ISSM-MFD35-05-PCO2WB000 | Coastal Endurance | Washington Inshore Surface Mooring | Seafloor Multi-Function Node (MFN) | pCO2 Water | Sunburst | SAMI-pCO2
CE06ISSM-MFD35-06-PHSEND000 | Coastal Endurance | Washington Inshore Surface Mooring | Seafloor Multi-Function Node (MFN) | Seawater pH | Sunburst | SAMI-pH
CE06ISSM-MFD37 | Coastal Endurance | Washington Inshore Surface Mooring | Seafloor Multi-Function Node (MFN)
CE06ISSM-MFD37-00-DCLENG000 | Coastal Endurance | Washington Inshore Surface Mooring | Seafloor Multi-Function Node (MFN) | Data Concentrator Logger (DCL) | WHOI | Data Concentrator Logger
CE06ISSM-MFD37-01-OPTAAD000 | Coastal Endurance | Washington Inshore Surface Mooring | Seafloor Multi-Function Node (MFN) | Spectrophotometer | WET Labs | AC-S
CE06ISSM-MFD37-03-CTDBPC000 | Coastal Endurance | Washington Inshore Surface Mooring | Seafloor Multi-Function Node (MFN) | CTD | Sea-Bird | SBE 16plusV2
CE06ISSM-MFD37-03-DOSTAD000 | Coastal Endurance | Washington Inshore Surface Mooring | Seafloor Multi-Function Node (MFN) | Dissolved Oxygen | Aanderaa | Optode 4831
CE06ISSM-MFD37-06-CAMDSA000 | Coastal Endurance | Washington Inshore Surface Mooring | Seafloor Multi-Function Node (MFN) | Digital Still Camera | Kongsberg | Modified OE14-408
CE06ISSM-MFD37-07-ZPLSCC000 | Coastal Endurance | Washington Inshore Surface Mooring | Seafloor Multi-Function Node (MFN) | Bio-acoustic Sonar (Coastal) | ASL Environmental Sciences | AZFP
CE06ISSP | Coastal Endurance | Washington Inshore Surface Piercing Profiler Mooring
CE06ISSP-SP001 | Coastal Endurance | Washington Inshore Surface Piercing Profiler Mooring | Surface Piercing Profiler
CE06ISSP-SP001-00-SPPENG000 | Coastal Endurance | Washington Inshore Surface Piercing Profiler Mooring | Surface Piercing Profiler | Profiler Controller | WET Labs | AMP
CE06ISSP-SP001-02-DOSTAJ000 | Coastal Endurance | Washington Inshore Surface Piercing Profiler Mooring | Surface Piercing Profiler | Dissolved Oxygen | Aanderaa | Optode 4831
CE06ISSP-SP001-04-OPTAAJ000 | Coastal Endurance | Washington Inshore Surface Piercing Profiler Mooring | Surface Piercing Profiler | Spectrophotometer | WET Labs | AC-S
CE06ISSP-SP001-05-VELPTJ000 | Coastal Endurance | Washington Inshore Surface Piercing Profiler Mooring | Surface Piercing Profiler | Single Point Velocity Meter | Nortek | Aquadopp HR
CE06ISSP-SP001-06-NUTNRJ000 | Coastal Endurance | Washington Inshore Surface Piercing Profiler Mooring | Surface Piercing Profiler | Nitrate | Satlantic | SUNA V2
CE06ISSP-SP001-07-SPKIRJ000 | Coastal Endurance | Washington Inshore Surface Piercing Profiler Mooring | Surface Piercing Profiler | Spectral Irradiance | Satlantic | OCR507 ICSW
CE06ISSP-SP001-08-FLORTJ000 | Coastal Endurance | Washington Inshore Surface Piercing Profiler Mooring | Surface Piercing Profiler | 3-Wavelength Fluorometer | WET Labs | ECO Triplet-w
CE06ISSP-SP001-09-CTDPFJ000 | Coastal Endurance | Washington Inshore Surface Piercing Profiler Mooring | Surface Piercing Profiler | CTD | Sea-Bird | FastCAT 49 CTD
CE06ISSP-SP001-10-PARADJ000 | Coastal Endurance | Washington Inshore Surface Piercing Profiler Mooring | Surface Piercing Profiler | Photosynthetically Available Radiation | WET Labs | ECO PAR
CE04OSBP-PN01C | Coastal Endurance | Oregon Offshore Cabled Benthic Experiment Package | Primary Node (PN01C)
CE04OSBP-LV01C | Coastal Endurance | Oregon Offshore Cabled Benthic Experiment Package | Low-Voltage Node (LV01C)
CE04OSBP-LV01C-06-CAMDSB106 | Coastal Endurance | Oregon Offshore Cabled Benthic Experiment Package | Low-Voltage Node (LV01C) | Digital Still Camera | Kongsberg | Custom Digital Still Camera Assembly
CE04OSBP-LJ01C | Coastal Endurance | Oregon Offshore Cabled Benthic Experiment Package | Low-Power JBox (LJ01C)
CE04OSBP-LJ01C-05-ADCPSI103 | Coastal Endurance | Oregon Offshore Cabled Benthic Experiment Package | Low-Power JBox (LJ01C) | Velocity Profiler (75 kHz) | Teledyne RDI | WorkHorse LongRanger Monitor 75khz
CE04OSBP-LJ01C-06-CTDBPO108 | Coastal Endurance | Oregon Offshore Cabled Benthic Experiment Package | Low-Power JBox (LJ01C) | CTD | Sea-Bird | SBE 16plusV2
CE04OSBP-LJ01C-06-DOSTAD108 | Coastal Endurance | Oregon Offshore Cabled Benthic Experiment Package | Low-Power JBox (LJ01C) | Dissolved Oxygen | Aanderaa | Optode 4831
CE04OSBP-LJ01C-07-VEL3DC107 | Coastal Endurance | Oregon Offshore Cabled Benthic Experiment Package | Low-Power JBox (LJ01C) | 3-D Single Point Velocity Meter | Nortek | VECTOR
CE04OSBP-LJ01C-08-OPTAAC104 | Coastal Endurance | Oregon Offshore Cabled Benthic Experiment Package | Low-Power JBox (LJ01C) | Spectrophotometer | WET Labs | AC-S Deep
CE04OSBP-LJ01C-09-PCO2WB104 | Coastal Endurance | Oregon Offshore Cabled Benthic Experiment Package | Low-Power JBox (LJ01C) | pCO2 Water | Sunburst | SAMI-pCO2
CE04OSBP-LJ01C-10-PHSEND107 | Coastal Endurance | Oregon Offshore Cabled Benthic Experiment Package | Low-Power JBox (LJ01C) | Seawater pH | Sunburst | SAMI-pH
CE04OSBP-LJ01C-11-HYDBBA105 | Coastal Endurance | Oregon Offshore Cabled Benthic Experiment Package | Low-Power JBox (LJ01C) | Broadband Acoustic Receiver (Hydrophone) | Ocean Sonics | icListen HF
CE04OSPS-PC01B | Coastal Endurance | Oregon Offshore Cabled Shallow Profiler Mooring | 200m Platform (PC01B)
CE04OSPS-PC01B-4C-PCO2WA105 | Coastal Endurance | Oregon Offshore Cabled Shallow Profiler Mooring | 200m Platform (PC01B) | pCO2 Water | Sunburst | SAMI-pCO2
CE04OSPS-PC01B-4B-PHSENA106 | Coastal Endurance | Oregon Offshore Cabled Shallow Profiler Mooring | 200m Platform (PC01B) | Seawater pH | Sunburst | SAMI-pH
CE04OSPS-PC01B-05-ZPLSCB102 | Coastal Endurance | Oregon Offshore Cabled Shallow Profiler Mooring | 200m Platform (PC01B) | Bio-acoustic Sonar (Coastal) | Kongsberg | Modified EK-60
CE04OSPS-PC01B-4A-CTDPFA109 | Coastal Endurance | Oregon Offshore Cabled Shallow Profiler Mooring | 200m Platform (PC01B) | CTD | Sea-Bird | SBE 16plusV2
CE04OSPS-PC01B-4A-DOSTAD109 | Coastal Endurance | Oregon Offshore Cabled Shallow Profiler Mooring | 200m Platform (PC01B) | Dissolved Oxygen | Aanderaa | Optode 4831
CE04OSPS-SC01B | Coastal Endurance | Oregon Offshore Cabled Shallow Profiler Mooring | Winch Controller (SC01B)
CE04OSPS-SF01B | Coastal Endurance | Oregon Offshore Cabled Shallow Profiler Mooring | Shallow Profiler (SF01B)
CE04OSPS-SF01B-2A-DOFSTA107 | Coastal Endurance | Oregon Offshore Cabled Shallow Profiler Mooring | Shallow Profiler (SF01B) | Dissolved Oxygen | Sea-Bird | SBE 43
CE04OSPS-SF01B-3B-OPTAAD105 | Coastal Endurance | Oregon Offshore Cabled Shallow Profiler Mooring | Shallow Profiler (SF01B) | Spectrophotometer | WET Labs | AC-S
CE04OSPS-SF01B-4B-VELPTD106 | Coastal Endurance | Oregon Offshore Cabled Shallow Profiler Mooring | Shallow Profiler (SF01B) | Single Point Velocity Meter | Nortek | Aquadopp
CE04OSPS-SF01B-4A-NUTNRA102 | Coastal Endurance | Oregon Offshore Cabled Shallow Profiler Mooring | Shallow Profiler (SF01B) | Nitrate | Satlantic | Deep SUNA
CE04OSPS-SF01B-3D-SPKIRA102 | Coastal Endurance | Oregon Offshore Cabled Shallow Profiler Mooring | Shallow Profiler (SF01B) | Spectral Irradiance | Satlantic | OCR507 ICSW
CE04OSPS-SF01B-3A-FLORTD104 | Coastal Endurance | Oregon Offshore Cabled Shallow Profiler Mooring | Shallow Profiler (SF01B) | 3-Wavelength Fluorometer | WET Labs | ECO Triplet-w
CE04OSPS-SF01B-2A-CTDPFA107 | Coastal Endurance | Oregon Offshore Cabled Shallow Profiler Mooring | Shallow Profiler (SF01B) | CTD | Sea-Bird | SBE 16plusV2
CE04OSPS-SF01B-4F-PCO2WA102 | Coastal Endurance | Oregon Offshore Cabled Shallow Profiler Mooring | Shallow Profiler (SF01B) | pCO2 Water | Sunburst | SAMI-pCO2
CE04OSPS-SF01B-3C-PARADA102 | Coastal Endurance | Oregon Offshore Cabled Shallow Profiler Mooring | Shallow Profiler (SF01B) | Photosynthetically Available Radiation | Satlantic | digital PAR
CE04OSPS-SF01B-2B-PHSENA108 | Coastal Endurance | Oregon Offshore Cabled Shallow Profiler Mooring | Shallow Profiler (SF01B) | Seawater pH | Sunburst | SAMI-pH
CE04OSPD-PD01B | Coastal Endurance | Oregon Offshore Cabled Deep Profiler Mooring | Profiler Docking Station (PD01B)
CE04OSPD-DP01B | Coastal Endurance | Oregon Offshore Cabled Deep Profiler Mooring | Wire-Following Profiler (DP01B)
CE04OSPD-DP01B-00-ENG000000 | Coastal Endurance | Oregon Offshore Cabled Deep Profiler Mooring | Wire-Following Profiler (DP01B) | Mobile Asset Controller | Teledyne Webb | G2 Slocum Gliders
CE04OSPD-DP01B-06-DOSTAD105 | Coastal Endurance | Oregon Offshore Cabled Deep Profiler Mooring | Wire-Following Profiler (DP01B) | Dissolved Oxygen | Aanderaa | Optode 4831
CE04OSPD-DP01B-02-VEL3DA105 | Coastal Endurance | Oregon Offshore Cabled Deep Profiler Mooring | Wire-Following Profiler (DP01B) | 3-D Single Point Velocity Meter | Falmouth Scientific | ACM-3D-MP
CE04OSPD-DP01B-04-FLNTUA103 | Coastal Endurance | Oregon Offshore Cabled Deep Profiler Mooring | Wire-Following Profiler (DP01B) | 2-Wavelength Fluorometer | WET Labs | FLNTURTD (chlorophyll and backscatter)
CE04OSPD-DP01B-04-FLCDRA103 | Coastal Endurance | Oregon Offshore Cabled Deep Profiler Mooring | Wire-Following Profiler (DP01B) | CDOM Fluorometer | WET Labs | FLCDRTD (CDOM)
CE04OSPD-DP01B-01-CTDPFL105 | Coastal Endurance | Oregon Offshore Cabled Deep Profiler Mooring | Wire-Following Profiler (DP01B) | CTD | Sea-Bird | SBE 52MP
CE02SHBP-PN01D | Coastal Endurance | Oregon Shelf Cabled Benthic Experiment Package | Primary Node (PN01D)
CE02SHBP-MJ01C | Coastal Endurance | Oregon Shelf Cabled Benthic Experiment Package | Medium-Power JBox (MJ01C)
CE02SHBP-MJ01C-07-ZPLSCB101 | Coastal Endurance | Oregon Shelf Cabled Benthic Experiment Package | Medium-Power JBox (MJ01C) | Bio-acoustic Sonar (Coastal) | Kongsberg | Modified EK-60
CE02SHBP-MJ01C-08-CAMDSB107 | Coastal Endurance | Oregon Shelf Cabled Benthic Experiment Package | Medium-Power JBox (MJ01C) | Digital Still Camera | Kongsberg | Custom Digital Still Camera Assembly
CE02SHBP-LJ01D | Coastal Endurance | Oregon Shelf Cabled Benthic Experiment Package | Low-Power JBox (LJ01D)
CE02SHBP-LJ01D-05-ADCPTB104 | Coastal Endurance | Oregon Shelf Cabled Benthic Experiment Package | Low-Power JBox (LJ01D) | Velocity Profiler (300kHz) | Teledyne RDI | WorkHorse Monitor 300khz
CE02SHBP-LJ01D-06-CTDBPN106 | Coastal Endurance | Oregon Shelf Cabled Benthic Experiment Package | Low-Power JBox (LJ01D) | CTD | Sea-Bird | SBE 16plusV2
CE02SHBP-LJ01D-06-DOSTAD106 | Coastal Endurance | Oregon Shelf Cabled Benthic Experiment Package | Low-Power JBox (LJ01D) | Dissolved Oxygen | Aanderaa | Optode 4831
CE02SHBP-LJ01D-07-VEL3DC108 | Coastal Endurance | Oregon Shelf Cabled Benthic Experiment Package | Low-Power JBox (LJ01D) | 3-D Single Point Velocity Meter | Nortek | VECTOR
CE02SHBP-LJ01D-08-OPTAAD106 | Coastal Endurance | Oregon Shelf Cabled Benthic Experiment Package | Low-Power JBox (LJ01D) | Spectrophotometer | WET Labs | AC-S
CE02SHBP-LJ01D-09-PCO2WB103 | Coastal Endurance | Oregon Shelf Cabled Benthic Experiment Package | Low-Power JBox (LJ01D) | pCO2 Water | Sunburst | SAMI-pCO2
CE02SHBP-LJ01D-10-PHSEND103 | Coastal Endurance | Oregon Shelf Cabled Benthic Experiment Package | Low-Power JBox (LJ01D) | Seawater pH | Sunburst | SAMI-pH
CE02SHBP-LJ01D-11-HYDBBA106 | Coastal Endurance | Oregon Shelf Cabled Benthic Experiment Package | Low-Power JBox (LJ01D) | Broadband Acoustic Receiver (Hydrophone) | Ocean Sonics | icListen HF
CE05MOAS | Coastal Endurance | Mobile Assets
CE05MOAS-GL311 | Coastal Endurance | Mobile Assets | Coastal Glider 311
CE05MOAS-GL311-00-ENG000000 | Coastal Endurance | Mobile Assets | Coastal Glider 311 | Mobile Asset Controller | Teledyne Webb | G2 Slocum Gliders
CE05MOAS-GL311-01-PARADM000 | Coastal Endurance | Mobile Assets | Coastal Glider 311 | Photosynthetically Available Radiation | Biospherical Instruments | QSP-2155
CE05MOAS-GL311-02-FLORTM000 | Coastal Endurance | Mobile Assets | Coastal Glider 311 | 3-Wavelength Fluorometer | WET Labs | ECO Puck FLBBCD-SLK
CE05MOAS-GL311-03-ADCPAM000 | Coastal Endurance | Mobile Assets | Coastal Glider 311 | Velocity Profiler (600kHz) | Teledyne RDI | Explorer DVL 600 kHz
CE05MOAS-GL311-04-DOSTAM000 | Coastal Endurance | Mobile Assets | Coastal Glider 311 | Dissolved Oxygen | Aanderaa | Optode 4831
CE05MOAS-GL311-05-CTDGVM000 | Coastal Endurance | Mobile Assets | Coastal Glider 311 | CTD | Sea-Bird | SBE Glider Payload CTD (GP-CTD)
CE05MOAS-GL312 | Coastal Endurance | Mobile Assets | Coastal Glider 312
CE05MOAS-GL312-00-ENG000000 | Coastal Endurance | Mobile Assets | Coastal Glider 312 | Mobile Asset Controller | Teledyne Webb | G2 Slocum Gliders
CE05MOAS-GL312-01-PARADM000 | Coastal Endurance | Mobile Assets | Coastal Glider 312 | Photosynthetically Available Radiation | Biospherical Instruments | QSP-2155
CE05MOAS-GL312-02-FLORTM000 | Coastal Endurance | Mobile Assets | Coastal Glider 312 | 3-Wavelength Fluorometer | WET Labs | ECO Puck FLBBCD-SLK
CE05MOAS-GL312-03-ADCPAM000 | Coastal Endurance | Mobile Assets | Coastal Glider 312 | Velocity Profiler (600kHz) | Teledyne RDI | Explorer DVL 600 kHz
CE05MOAS-GL312-04-DOSTAM000 | Coastal Endurance | Mobile Assets | Coastal Glider 312 | Dissolved Oxygen | Aanderaa | Optode 4831
CE05MOAS-GL312-05-CTDGVM000 | Coastal Endurance | Mobile Assets | Coastal Glider 312 | CTD | Sea-Bird | SBE Glider Payload CTD (GP-CTD)
CE05MOAS-GL319 | Coastal Endurance | Mobile Assets | Coastal Glider 319
CE05MOAS-GL319-00-ENG000000 | Coastal Endurance | Mobile Assets | Coastal Glider 319 | Mobile Asset Controller | Teledyne Webb | G2 Slocum Gliders
CE05MOAS-GL319-01-PARADM000 | Coastal Endurance | Mobile Assets | Coastal Glider 319 | Photosynthetically Available Radiation | Biospherical Instruments | QSP-2155
CE05MOAS-GL319-02-FLORTM000 | Coastal Endurance | Mobile Assets | Coastal Glider 319 | 3-Wavelength Fluorometer | WET Labs | ECO Puck FLBBCD-SLK
CE05MOAS-GL319-03-ADCPAM000 | Coastal Endurance | Mobile Assets | Coastal Glider 319 | Velocity Profiler (600kHz) | Teledyne RDI | Explorer DVL 600 kHz
CE05MOAS-GL319-04-DOSTAM000 | Coastal Endurance | Mobile Assets | Coastal Glider 319 | Dissolved Oxygen | Aanderaa | Optode 4831
CE05MOAS-GL319-05-CTDGVM000 | Coastal Endurance | Mobile Assets | Coastal Glider 319 | CTD | Sea-Bird | SBE Glider Payload CTD (GP-CTD)
CE05MOAS-GL320 | Coastal Endurance | Mobile Assets | Coastal Glider 320
CE05MOAS-GL320-00-ENG000000 | Coastal Endurance | Mobile Assets | Coastal Glider 320 | Mobile Asset Controller | Teledyne Webb | G2 Slocum Gliders
CE05MOAS-GL320-01-PARADM000 | Coastal Endurance | Mobile Assets | Coastal Glider 320 | Photosynthetically Available Radiation | Biospherical Instruments | QSP-2155
CE05MOAS-GL320-02-FLORTM000 | Coastal Endurance | Mobile Assets | Coastal Glider 320 | 3-Wavelength Fluorometer | WET Labs | ECO Puck FLBBCD-SLK
CE05MOAS-GL320-03-ADCPAM000 | Coastal Endurance | Mobile Assets | Coastal Glider 320 | Velocity Profiler (600kHz) | Teledyne RDI | Explorer DVL 600 kHz
CE05MOAS-GL320-04-DOSTAM000 | Coastal Endurance | Mobile Assets | Coastal Glider 320 | Dissolved Oxygen | Aanderaa | Optode 4831
CE05MOAS-GL320-05-CTDGVM000 | Coastal Endurance | Mobile Assets | Coastal Glider 320 | CTD | Sea-Bird | SBE Glider Payload CTD (GP-CTD)
CE05MOAS-GL326 | Coastal Endurance | Mobile Assets | Coastal Glider 326
CE05MOAS-GL326-00-ENG000000 | Coastal Endurance | Mobile Assets | Coastal Glider 326 | Mobile Asset Controller | Teledyne Webb | G2 Slocum Gliders
CE05MOAS-GL326-01-PARADM000 | Coastal Endurance | Mobile Assets | Coastal Glider 326 | Photosynthetically Available Radiation | Biospherical Instruments | QSP-2155
CE05MOAS-GL326-02-FLORTM000 | Coastal Endurance | Mobile Assets | Coastal Glider 326 | 3-Wavelength Fluorometer | WET Labs | ECO Puck FLBBCD-SLK
CE05MOAS-GL326-03-ADCPAM000 | Coastal Endurance | Mobile Assets | Coastal Glider 326 | Velocity Profiler (600kHz) | Teledyne RDI | Explorer DVL 600 kHz
CE05MOAS-GL326-04-DOSTAM000 | Coastal Endurance | Mobile Assets | Coastal Glider 326 | Dissolved Oxygen | Aanderaa | Optode 4831
CE05MOAS-GL326-05-CTDGVM000 | Coastal Endurance | Mobile Assets | Coastal Glider 326 | CTD | Sea-Bird | SBE Glider Payload CTD (GP-CTD)
CE05MOAS-GL327 | Coastal Endurance | Mobile Assets | Coastal Glider 327
CE05MOAS-GL327-00-ENG000000 | Coastal Endurance | Mobile Assets | Coastal Glider 327 | Mobile Asset Controller | Teledyne Webb | G2 Slocum Gliders
CE05MOAS-GL327-01-PARADM000 | Coastal Endurance | Mobile Assets | Coastal Glider 327 | Photosynthetically Available Radiation | Biospherical Instruments | QSP-2155
CE05MOAS-GL327-02-FLORTM000 | Coastal Endurance | Mobile Assets | Coastal Glider 327 | 3-Wavelength Fluorometer | WET Labs | ECO Puck FLBBCD-SLK
CE05MOAS-GL327-03-ADCPAM000 | Coastal Endurance | Mobile Assets | Coastal Glider 327 | Velocity Profiler (600kHz) | Teledyne RDI | Explorer DVL 600 kHz
CE05MOAS-GL327-04-DOSTAM000 | Coastal Endurance | Mobile Assets | Coastal Glider 327 | Dissolved Oxygen | Aanderaa | Optode 4831
CE05MOAS-GL327-05-CTDGVM000 | Coastal Endurance | Mobile Assets | Coastal Glider 327 | CTD | Sea-Bird | SBE Glider Payload CTD (GP-CTD)
CE05MOAS-GL381 | Coastal Endurance | Mobile Assets | Coastal Glider 381
CE05MOAS-GL381-00-ENG000000 | Coastal Endurance | Mobile Assets | Coastal Glider 381 | Mobile Asset Controller | Teledyne Webb | G2 Slocum Gliders
CE05MOAS-GL381-01-PARADM000 | Coastal Endurance | Mobile Assets | Coastal Glider 381 | Photosynthetically Available Radiation | Biospherical Instruments | QSP-2155
CE05MOAS-GL381-02-FLORTM000 | Coastal Endurance | Mobile Assets | Coastal Glider 381 | 3-Wavelength Fluorometer | WET Labs | ECO Puck FLBBCD-SLK
CE05MOAS-GL381-03-ADCPAM000 | Coastal Endurance | Mobile Assets | Coastal Glider 381 | Velocity Profiler (600kHz) | Teledyne RDI | Explorer DVL 600 kHz
CE05MOAS-GL381-04-DOSTAM000 | Coastal Endurance | Mobile Assets | Coastal Glider 381 | Dissolved Oxygen | Aanderaa | Optode 4831
CE05MOAS-GL381-05-CTDGVM000 | Coastal Endurance | Mobile Assets | Coastal Glider 381 | CTD | Sea-Bird | SBE Glider Payload CTD (GP-CTD)
CE05MOAS-GL382 | Coastal Endurance | Mobile Assets | Coastal Glider 382
CE05MOAS-GL382-00-ENG000000 | Coastal Endurance | Mobile Assets | Coastal Glider 382 | Mobile Asset Controller | Teledyne Webb | G2 Slocum Gliders
CE05MOAS-GL382-01-PARADM000 | Coastal Endurance | Mobile Assets | Coastal Glider 382 | Photosynthetically Available Radiation | Biospherical Instruments | QSP-2155
CE05MOAS-GL382-02-FLORTM000 | Coastal Endurance | Mobile Assets | Coastal Glider 382 | 3-Wavelength Fluorometer | WET Labs | ECO Puck FLBBCD-SLK
CE05MOAS-GL382-03-ADCPAM000 | Coastal Endurance | Mobile Assets | Coastal Glider 382 | Velocity Profiler (600kHz) | Teledyne RDI | Explorer DVL 600 kHz
CE05MOAS-GL382-04-DOSTAM000 | Coastal Endurance | Mobile Assets | Coastal Glider 382 | Dissolved Oxygen | Aanderaa | Optode 4831
CE05MOAS-GL382-05-CTDGVM000 | Coastal Endurance | Mobile Assets | Coastal Glider 382 | CTD | Sea-Bird | SBE Glider Payload CTD (GP-CTD)
CE05MOAS-GL383 | Coastal Endurance | Mobile Assets | Coastal Glider 383
CE05MOAS-GL383-00-ENG000000 | Coastal Endurance | Mobile Assets | Coastal Glider 383 | Mobile Asset Controller | Teledyne Webb | G2 Slocum Gliders
CE05MOAS-GL383-01-PARADM000 | Coastal Endurance | Mobile Assets | Coastal Glider 383 | Photosynthetically Available Radiation | Biospherical Instruments | QSP-2155
CE05MOAS-GL383-02-FLORTM000 | Coastal Endurance | Mobile Assets | Coastal Glider 383 | 3-Wavelength Fluorometer | WET Labs | ECO Puck FLBBCD-SLK
CE05MOAS-GL383-03-ADCPAM000 | Coastal Endurance | Mobile Assets | Coastal Glider 383 | Velocity Profiler (600kHz) | Teledyne RDI | Explorer DVL 600 kHz
CE05MOAS-GL383-04-DOSTAM000 | Coastal Endurance | Mobile Assets | Coastal Glider 383 | Dissolved Oxygen | Aanderaa | Optode 4831
CE05MOAS-GL383-05-CTDGVM000 | Coastal Endurance | Mobile Assets | Coastal Glider 383 | CTD | Sea-Bird | SBE Glider Payload CTD (GP-CTD)
CE05MOAS-GL384 | Coastal Endurance | Mobile Assets | Coastal Glider 384
CE05MOAS-GL384-00-ENG000000 | Coastal Endurance | Mobile Assets | Coastal Glider 384 | Mobile Asset Controller | Teledyne Webb | G2 Slocum Gliders
CE05MOAS-GL384-01-PARADM000 | Coastal Endurance | Mobile Assets | Coastal Glider 384 | Photosynthetically Available Radiation | Biospherical Instruments | QSP-2155
CE05MOAS-GL384-02-FLORTM000 | Coastal Endurance | Mobile Assets | Coastal Glider 384 | 3-Wavelength Fluorometer | WET Labs | ECO Puck FLBBCD-SLK
CE05MOAS-GL384-03-ADCPAM000 | Coastal Endurance | Mobile Assets | Coastal Glider 384 | Velocity Profiler (600kHz) | Teledyne RDI | Explorer DVL 600 kHz
CE05MOAS-GL384-04-DOSTAM000 | Coastal Endurance | Mobile Assets | Coastal Glider 384 | Dissolved Oxygen | Aanderaa | Optode 4831
CE05MOAS-GL384-05-CTDGVM000 | Coastal Endurance | Mobile Assets | Coastal Glider 384 | CTD | Sea-Bird | SBE Glider Payload CTD (GP-CTD)
CE05MOAS-GL386 | Coastal Endurance | Mobile Assets | Coastal Glider 386
CE05MOAS-GL386-00-ENG000000 | Coastal Endurance | Mobile Assets | Coastal Glider 386 | Mobile Asset Controller | Teledyne Webb | G2 Slocum Gliders
CE05MOAS-GL386-01-PARADM000 | Coastal Endurance | Mobile Assets | Coastal Glider 386 | Photosynthetically Available Radiation | Biospherical Instruments | QSP-2155
CE05MOAS-GL386-02-FLORTM000 | Coastal Endurance | Mobile Assets | Coastal Glider 386 | 3-Wavelength Fluorometer | WET Labs | ECO Puck FLBBCD-SLK
CE05MOAS-GL386-03-ADCPAM000 | Coastal Endurance | Mobile Assets | Coastal Glider 386 | Velocity Profiler (600kHz) | Teledyne RDI | Explorer DVL 600 kHz
CE05MOAS-GL386-04-DOSTAM000 | Coastal Endurance | Mobile Assets | Coastal Glider 386 | Dissolved Oxygen | Aanderaa | Optode 4831
CE05MOAS-GL386-05-CTDGVM000 | Coastal Endurance | Mobile Assets | Coastal Glider 386 | CTD | Sea-Bird | SBE Glider Payload CTD (GP-CTD)
CE05MOAS-GL247 | Coastal Endurance | Mobile Assets | Coastal Glider 247
CE05MOAS-GL247-00-ENG000000 | Coastal Endurance | Mobile Assets | Coastal Glider 247 | Mobile Asset Controller | Teledyne Webb | G2 Slocum Gliders
CE05MOAS-GL247-01-PARADM000 | Coastal Endurance | Mobile Assets | Coastal Glider 247 | Photosynthetically Available Radiation | Biospherical Instruments | QSP-2155
CE05MOAS-GL247-02-FLORTM000 | Coastal Endurance | Mobile Assets | Coastal Glider 247 | 3-Wavelength Fluorometer | WET Labs | ECO Puck FLBBCD-SLK
CE05MOAS-GL247-03-ADCPAM000 | Coastal Endurance | Mobile Assets | Coastal Glider 247 | Velocity Profiler (600kHz) | Teledyne RDI | Explorer DVL 600 kHz
CE05MOAS-GL247-04-DOSTAM000 | Coastal Endurance | Mobile Assets | Coastal Glider 247 | Dissolved Oxygen | Aanderaa | Optode 4831
CE05MOAS-GL247-05-CTDGVM000 | Coastal Endurance | Mobile Assets | Coastal Glider 247 | CTD | Sea-Bird | SBE Glider Payload CTD (GP-CTD)
RS01SLBS-PN01A | Cabled Continental Margin | Oregon Slope Base Seafloor | Primary Node (PN01A)
RS01SLBS-LV01A | Cabled Continental Margin | Oregon Slope Base Seafloor | Low-Voltage Node (LV01A)
RS01SLBS-MJ01A | Cabled Continental Margin | Oregon Slope Base Seafloor | Medium-Power JBox (MJ01A)
RS01SLBS-MJ01A-05-OBSBBA102 | Cabled Continental Margin | Oregon Slope Base Seafloor | Medium-Power JBox (MJ01A) | Broadband Ocean Bottom Seismometer | Guralp | CMG-1T/5T
RS01SLBS-MJ01A-05-HYDLFA101 | Cabled Continental Margin | Oregon Slope Base Seafloor | Medium-Power JBox (MJ01A) | Low Frequency Acoustic Receiver (Hydrophone) | HTI | 90-U
RS01SLBS-MJ01A-06-PRESTA101 | Cabled Continental Margin | Oregon Slope Base Seafloor | Medium-Power JBox (MJ01A) | Tidal Seafloor Pressure | Sea-Bird | SBE 54
RS01SLBS-MJ01A-12-VEL3DB101 | Cabled Continental Margin | Oregon Slope Base Seafloor | Medium-Power JBox (MJ01A) | 3-D Single Point Velocity Meter | Nobska | MAVS-4
RS01SLBS-LJ01A | Cabled Continental Margin | Oregon Slope Base Seafloor | Low-Power JBox (LJ01A)
RS01SLBS-LJ01A-05-HPIESA101 | Cabled Continental Margin | Oregon Slope Base Seafloor | Low-Power JBox (LJ01A) | Horizontal Electric Field, Pressure and Inverted Echo Sounder | Sanford, UW | cabled HPIES
RS01SLBS-LJ01A-09-HYDBBA102 | Cabled Continental Margin | Oregon Slope Base Seafloor | Low-Power JBox (LJ01A) | Broadband Acoustic Receiver (Hydrophone) | Ocean Sonics | icListen HF
RS01SLBS-LJ01A-10-ADCPTE101 | Cabled Continental Margin | Oregon Slope Base Seafloor | Low-Power JBox (LJ01A) | Velocity Profiler (150kHz) | Teledyne RDI | Workhorse Quartermaster Monitor 150kHz
RS01SLBS-LJ01A-11-OPTAAC103 | Cabled Continental Margin | Oregon Slope Base Seafloor | Low-Power JBox (LJ01A) | Spectrophotometer | WET Labs | AC-S Deep
RS01SLBS-LJ01A-12-CTDPFB101 | Cabled Continental Margin | Oregon Slope Base Seafloor | Low-Power JBox (LJ01A) | CTD | Sea-Bird | SBE 16plusV2
RS01SLBS-LJ01A-12-DOSTAD101 | Cabled Continental Margin | Oregon Slope Base Seafloor | Low-Power JBox (LJ01A) | Dissolved Oxygen | Aanderaa | Optode 4831
RS01SBPS-PC01A | Cabled Continental Margin | Oregon Slope Base Shallow Profiler Mooring | 200m Platform (PC01A)
RS01SBPS-PC01A-4A-CTDPFA103 | Cabled Continental Margin | Oregon Slope Base Shallow Profiler Mooring | 200m Platform (PC01A) | CTD | Sea-Bird | SBE 16plusV2
RS01SBPS-PC01A-4A-DOSTAD103 | Cabled Continental Margin | Oregon Slope Base Shallow Profiler Mooring | 200m Platform (PC01A) | Dissolved Oxygen | Aanderaa | Optode 4831
RS01SBPS-PC01A-4B-PHSENA102 | Cabled Continental Margin | Oregon Slope Base Shallow Profiler Mooring | 200m Platform (PC01A) | Seawater pH | Sunburst | SAMI-pH
RS01SBPS-PC01A-4C-FLORDD103 | Cabled Continental Margin | Oregon Slope Base Shallow Profiler Mooring | 200m Platform (PC01A) | 2-Wavelength Fluorometer | WET Labs | ECO Triplet-w
RS01SBPS-PC01A-05-ADCPTD102 | Cabled Continental Margin | Oregon Slope Base Shallow Profiler Mooring | 200m Platform (PC01A) | Velocity Profiler (150kHz) | Teledyne RDI | Workhorse Quartermaster Monitor 150kHz
RS01SBPS-PC01A-06-VADCPA101 | Cabled Continental Margin | Oregon Slope Base Shallow Profiler Mooring | 200m Platform (PC01A) | 5-Beam Velocity Profiler (600 kHz) | Teledyne RDI | Workhorse custom 600 kHz 5 Beam
RS01SBPS-PC01A-07-CAMDSC102 | Cabled Continental Margin | Oregon Slope Base Shallow Profiler Mooring | 200m Platform (PC01A) | Digital Still Camera | Kongsberg | Custom Digital Still Camera Assembly
RS01SBPS-PC01A-08-HYDBBA103 | Cabled Continental Margin | Oregon Slope Base Shallow Profiler Mooring | 200m Platform (PC01A) | Broadband Acoustic Receiver (Hydrophone) | Ocean Sonics | icListen HF
RS01SBPS-SC01A | Cabled Continental Margin | Oregon Slope Base Shallow Profiler Mooring | Winch Controller (SC01A)
RS01SBPS-SF01A | Cabled Continental Margin | Oregon Slope Base Shallow Profiler Mooring | Shallow Profiler (SF01A)
RS01SBPS-SF01A-2A-CTDPFA102 | Cabled Continental Margin | Oregon Slope Base Shallow Profiler Mooring | Shallow Profiler (SF01A) | CTD | Sea-Bird | SBE 16plusV2
RS01SBPS-SF01A-2A-DOFSTA102 | Cabled Continental Margin | Oregon Slope Base Shallow Profiler Mooring | Shallow Profiler (SF01A) | Dissolved Oxygen | Sea-Bird | SBE 43
RS01SBPS-SF01A-2D-PHSENA101 | Cabled Continental Margin | Oregon Slope Base Shallow Profiler Mooring | Shallow Profiler (SF01A) | Seawater pH | Sunburst | SAMI-pH
RS01SBPS-SF01A-3A-FLORTD101 | Cabled Continental Margin | Oregon Slope Base Shallow Profiler Mooring | Shallow Profiler (SF01A) | 3-Wavelength Fluorometer | WET Labs | ECO Triplet-w
RS01SBPS-SF01A-3B-OPTAAD101 | Cabled Continental Margin | Oregon Slope Base Shallow Profiler Mooring | Shallow Profiler (SF01A) | Spectrophotometer | WET Labs | AC-S
RS01SBPS-SF01A-3C-PARADA101 | Cabled Continental Margin | Oregon Slope Base Shallow Profiler Mooring | Shallow Profiler (SF01A) | Photosynthetically Available Radiation | Satlantic | digital PAR
RS01SBPS-SF01A-3D-SPKIRA101 | Cabled Continental Margin | Oregon Slope Base Shallow Profiler Mooring | Shallow Profiler (SF01A) | Spectral Irradiance | Satlantic | OCR507 ICSW
RS01SBPS-SF01A-4A-NUTNRA101 | Cabled Continental Margin | Oregon Slope Base Shallow Profiler Mooring | Shallow Profiler (SF01A) | Nitrate | Satlantic | Deep SUNA
RS01SBPS-SF01A-4B-VELPTD102 | Cabled Continental Margin | Oregon Slope Base Shallow Profiler Mooring | Shallow Profiler (SF01A) | Single Point Velocity Meter | Nortek | Aquadopp
RS01SBPS-SF01A-4F-PCO2WA101 | Cabled Continental Margin | Oregon Slope Base Shallow Profiler Mooring | Shallow Profiler (SF01A) | pCO2 Water | Sunburst | SAMI-pCO2
RS01SBPD-PD01A | Cabled Continental Margin | Oregon Slope Base Deep Profiler Mooring | Profiler Docking Station (PD01A)
RS01SBPD-DP01A | Cabled Continental Margin | Oregon Slope Base Deep Profiler Mooring | Wire-Following Profiler (DP01A)
RS01SBPD-DP01A-00-ENG000000 | Cabled Continental Margin | Oregon Slope Base Deep Profiler Mooring | Wire-Following Profiler (DP01A) | Mobile Asset Controller | Teledyne Webb | G2 Slocum Gliders
RS01SBPD-DP01A-01-CTDPFL104 | Cabled Continental Margin | Oregon Slope Base Deep Profiler Mooring | Wire-Following Profiler (DP01A) | CTD | Sea-Bird | SBE 52MP
RS01SBPD-DP01A-02-VEL3DA103 | Cabled Continental Margin | Oregon Slope Base Deep Profiler Mooring | Wire-Following Profiler (DP01A) | 3-D Single Point Velocity Meter | Falmouth Scientific | ACM-3D-MP
RS01SBPD-DP01A-03-FLNTUA104 | Cabled Continental Margin | Oregon Slope Base Deep Profiler Mooring | Wire-Following Profiler (DP01A) | 2-Wavelength Fluorometer | WET Labs | FLNTURTD (chlorophyll and backscatter)
RS01SBPD-DP01A-03-FLCDRA104 | Cabled Continental Margin | Oregon Slope Base Deep Profiler Mooring | Wire-Following Profiler (DP01A) | CDOM Fluorometer | WET Labs | FLCDRTD (CDOM)
RS01SBPD-DP01A-05-OPTAAC102 | Cabled Continental Margin | Oregon Slope Base Deep Profiler Mooring | Wire-Following Profiler (DP01A) | Spectrophotometer | WET Labs | AC-S Deep
RS01SBPD-DP01A-06-DOSTAD104 | Cabled Continental Margin | Oregon Slope Base Deep Profiler Mooring | Wire-Following Profiler (DP01A) | Dissolved Oxygen | Aanderaa | Optode 4831
RS01SHDR-PN01B | Cabled Continental Margin | Hydrate Ridge Primary Infrastructure | Primary Node (PN01B)
RS01SUM1-LV01B | Cabled Continental Margin | Southern Hydrate Summit 1 Seafloor | Low-Voltage Node (LV01B)
RS01SUM1-LJ01B | Cabled Continental Margin | Southern Hydrate Summit 1 Seafloor | Low-Power JBox (LJ01B)
RS01SUM1-LJ01B-05-OBSBBA101 | Cabled Continental Margin | Southern Hydrate Summit 1 Seafloor | Low-Power JBox (LJ01B) | Broadband Ocean Bottom Seismometer | Guralp | CMG-1T/5T
RS01SUM1-LJ01B-05-HYDLFA104 | Cabled Continental Margin | Southern Hydrate Summit 1 Seafloor | Low-Power JBox (LJ01B) | Low Frequency Acoustic Receiver (Hydrophone) | HTI | 90-U
RS01SUM1-LJ01B-06-OBSSPA103 | Cabled Continental Margin | Southern Hydrate Summit 1 Seafloor | Low-Power JBox (LJ01B) | Short-Period Ocean Bottom Seismometer | Guralp | CMG-6TF
RS01SUM1-LJ01B-07-OBSSPA102 | Cabled Continental Margin | Southern Hydrate Summit 1 Seafloor | Low-Power JBox (LJ01B) | Short-Period Ocean Bottom Seismometer | Guralp | CMG-6TF
RS01SUM1-LJ01B-08-OBSSPA101 | Cabled Continental Margin | Southern Hydrate Summit 1 Seafloor | Low-Power JBox (LJ01B) | Short-Period Ocean Bottom Seismometer | Guralp | CMG-6TF
RS01SUM1-LJ01B-09-PRESTB102 | Cabled Continental Margin | Southern Hydrate Summit 1 Seafloor | Low-Power JBox (LJ01B) | Tidal Seafloor Pressure | Sea-Bird | SBE 54
RS01SUM1-LJ01B-12-VEL3DB104 | Cabled Continental Margin | Southern Hydrate Summit 1 Seafloor | Low-Power JBox (LJ01B) | 3-D Single Point Velocity Meter | Nobska | MAVS-4
RS01SUM2-MJ01B | Cabled Continental Margin | Southern Hydrate Summit 2 Seafloor | Medium-Power JBox (MJ01B)
RS01SUM2-MJ01B-00-OSMOIA101 | Cabled Continental Margin | Southern Hydrate Summit 2 Seafloor | Medium-Power JBox (MJ01B) | Osmosis-Based Water Sampler | TLR, Inc. | OsmoSampler
RS01SUM2-MJ01B-00-FLOBNM101 | Cabled Continental Margin | Southern Hydrate Summit 2 Seafloor | Medium-Power JBox (MJ01B) | Benthic Fluid Flow | Solomon, UW | Mosquito benthic flow sampler
RS01SUM2-MJ01B-00-FLOBNC101 | Cabled Continental Margin | Southern Hydrate Summit 2 Seafloor | Medium-Power JBox (MJ01B) | Benthic Fluid Flow | Tryon, UCSD | CAT meter
RS01SUM2-MJ01B-05-CAMDSB103 | Cabled Continental Margin | Southern Hydrate Summit 2 Seafloor | Medium-Power JBox (MJ01B) | Digital Still Camera | Kongsberg | Custom Digital Still Camera Assembly
RS01SUM2-MJ01B-06-MASSPA101 | Cabled Continental Margin | Southern Hydrate Summit 2 Seafloor | Medium-Power JBox (MJ01B) | Mass Spectrometer | Girguis, Harvard | cabled Mass Spec
RS01SUM2-MJ01B-12-ADCPSK101 | Cabled Continental Margin | Southern Hydrate Summit 2 Seafloor | Medium-Power JBox (MJ01B) | Velocity Profiler (75 kHz) | Teledyne RDI | WorkHorse LongRanger Monitor 75khz
RS03AXBS-PN03A | Cabled Axial Seamount | Axial Base Seafloor | Primary Node (PN03A)
RS03AXPS-LV03A | Cabled Axial Seamount | Axial Base Shallow Profiler Mooring | Low-Voltage Node (LV03A)
RS03AXBS-MJ03A | Cabled Axial Seamount | Axial Base Seafloor | Medium-Power JBox (MJ03A)
RS03AXBS-MJ03A-05-OBSBBA303 | Cabled Axial Seamount | Axial Base Seafloor | Medium-Power JBox (MJ03A) | Broadband Ocean Bottom Seismometer | Guralp | CMG-1T/5T
RS03AXBS-MJ03A-05-HYDLFA301 | Cabled Axial Seamount | Axial Base Seafloor | Medium-Power JBox (MJ03A) | Low Frequency Acoustic Receiver (Hydrophone) | HTI | 90-U
RS03AXBS-MJ03A-06-PRESTA301 | Cabled Axial Seamount | Axial Base Seafloor | Medium-Power JBox (MJ03A) | Tidal Seafloor Pressure | Sea-Bird | SBE 54
RS03AXBS-MJ03A-12-VEL3DB301 | Cabled Axial Seamount | Axial Base Seafloor | Medium-Power JBox (MJ03A) | 3-D Single Point Velocity Meter | Nobska | MAVS-4
RS03AXBS-LJ03A | Cabled Axial Seamount | Axial Base Seafloor | Low-Power JBox (LJ03A)
RS03AXBS-LJ03A-05-HPIESA301 | Cabled Axial Seamount | Axial Base Seafloor | Low-Power JBox (LJ03A) | Horizontal Electric Field, Pressure and Inverted Echo Sounder | Sanford, UW | cabled HPIES
RS03AXBS-LJ03A-09-HYDBBA302 | Cabled Axial Seamount | Axial Base Seafloor | Low-Power JBox (LJ03A) | Broadband Acoustic Receiver (Hydrophone) | Ocean Sonics | icListen HF
RS03AXBS-LJ03A-10-ADCPTE303 | Cabled Axial Seamount | Axial Base Seafloor | Low-Power JBox (LJ03A) | Velocity Profiler (150kHz) | Teledyne RDI | Workhorse Quartermaster Monitor 150kHz
RS03AXBS-LJ03A-11-OPTAAC303 | Cabled Axial Seamount | Axial Base Seafloor | Low-Power JBox (LJ03A) | Spectrophotometer | WET Labs | AC-S Deep
RS03AXBS-LJ03A-12-CTDPFB301 | Cabled Axial Seamount | Axial Base Seafloor | Low-Power JBox (LJ03A) | CTD | Sea-Bird | SBE 16plusV2
RS03AXBS-LJ03A-12-DOSTAD301 | Cabled Axial Seamount | Axial Base Seafloor | Low-Power JBox (LJ03A) | Dissolved Oxygen | Aanderaa | Optode 4831
RS03AXPS-PC03A | Cabled Axial Seamount | Axial Base Shallow Profiler Mooring | 200m Platform (PC03A)
RS03AXPS-PC03A-4A-CTDPFA303 | Cabled Axial Seamount | Axial Base Shallow Profiler Mooring | 200m Platform (PC03A) | CTD | Sea-Bird | SBE 16plusV2
RS03AXPS-PC03A-4A-DOSTAD303 | Cabled Axial Seamount | Axial Base Shallow Profiler Mooring | 200m Platform (PC03A) | Dissolved Oxygen | Aanderaa | Optode 4831
RS03AXPS-PC03A-4B-PHSENA302 | Cabled Axial Seamount | Axial Base Shallow Profiler Mooring | 200m Platform (PC03A) | Seawater pH | Sunburst | SAMI-pH
RS03AXPS-PC03A-4C-FLORDD303 | Cabled Axial Seamount | Axial Base Shallow Profiler Mooring | 200m Platform (PC03A) | 2-Wavelength Fluorometer | WET Labs | ECO Triplet-w
RS03AXPS-PC03A-05-ADCPTD302 | Cabled Axial Seamount | Axial Base Shallow Profiler Mooring | 200m Platform (PC03A) | Velocity Profiler (150kHz) | Teledyne RDI | Workhorse Quartermaster Monitor 150kHz
RS03AXPS-PC03A-06-VADCPA301 | Cabled Axial Seamount | Axial Base Shallow Profiler Mooring | 200m Platform (PC03A) | 5-Beam Velocity Profiler (600 kHz) | Teledyne RDI | Workhorse custom 600 kHz 5 Beam
RS03AXPS-PC03A-07-CAMDSC302 | Cabled Axial Seamount | Axial Base Shallow Profiler Mooring | 200m Platform (PC03A) | Digital Still Camera | Kongsberg | Custom Digital Still Camera Assembly
RS03AXPS-PC03A-08-HYDBBA303 | Cabled Axial Seamount | Axial Base Shallow Profiler Mooring | 200m Platform (PC03A) | Broadband Acoustic Receiver (Hydrophone) | Ocean Sonics | icListen HF
RS03AXPS-SC03A | Cabled Axial Seamount | Axial Base Shallow Profiler Mooring | Winch Controller (SC03A)
RS03AXPS-SF03A | Cabled Axial Seamount | Axial Base Shallow Profiler Mooring | Shallow Profiler (SF03A)
RS03AXPS-SF03A-2A-CTDPFA302 | Cabled Axial Seamount | Axial Base Shallow Profiler Mooring | Shallow Profiler (SF03A) | CTD | Sea-Bird | SBE 16plusV2
RS03AXPS-SF03A-2A-DOFSTA302 | Cabled Axial Seamount | Axial Base Shallow Profiler Mooring | Shallow Profiler (SF03A) | Dissolved Oxygen | Sea-Bird | SBE 43
RS03AXPS-SF03A-2D-PHSENA301 | Cabled Axial Seamount | Axial Base Shallow Profiler Mooring | Shallow Profiler (SF03A) | Seawater pH | Sunburst | SAMI-pH
RS03AXPS-SF03A-3A-FLORTD301 | Cabled Axial Seamount | Axial Base Shallow Profiler Mooring | Shallow Profiler (SF03A) | 3-Wavelength Fluorometer | WET Labs | ECO Triplet-w
RS03AXPS-SF03A-3B-OPTAAD301 | Cabled Axial Seamount | Axial Base Shallow Profiler Mooring | Shallow Profiler (SF03A) | Spectrophotometer | WET Labs | AC-S
RS03AXPS-SF03A-3C-PARADA301 | Cabled Axial Seamount | Axial Base Shallow Profiler Mooring | Shallow Profiler (SF03A) | Photosynthetically Available Radiation | Satlantic | digital PAR
RS03AXPS-SF03A-3D-SPKIRA301 | Cabled Axial Seamount | Axial Base Shallow Profiler Mooring | Shallow Profiler (SF03A) | Spectral Irradiance | Satlantic | OCR507 ICSW
RS03AXPS-SF03A-4A-NUTNRA301 | Cabled Axial Seamount | Axial Base Shallow Profiler Mooring | Shallow Profiler (SF03A) | Nitrate | Satlantic | Deep SUNA
RS03AXPS-SF03A-4B-VELPTD302 | Cabled Axial Seamount | Axial Base Shallow Profiler Mooring | Shallow Profiler (SF03A) | Single Point Velocity Meter | Nortek | Aquadopp
RS03AXPS-SF03A-4F-PCO2WA301 | Cabled Axial Seamount | Axial Base Shallow Profiler Mooring | Shallow Profiler (SF03A) | pCO2 Water | Sunburst | SAMI-pCO2
RS03AXPD-PD03A | Cabled Axial Seamount | Axial Base Deep Profiler Mooring | Profiler Docking Station (PD03A)
RS03AXPD-DP03A | Cabled Axial Seamount | Axial Base Deep Profiler Mooring | Wire-Following Profiler (DP03A)
RS03AXPD-DP03A-00-ENG000000 | Cabled Axial Seamount | Axial Base Deep Profiler Mooring | Wire-Following Profiler (DP03A) | Mobile Asset Controller | Teledyne Webb | G2 Slocum Gliders
RS03AXPD-DP03A-01-CTDPFL304 | Cabled Axial Seamount | Axial Base Deep Profiler Mooring | Wire-Following Profiler (DP03A) | CTD | Sea-Bird | SBE 52MP
RS03AXPD-DP03A-02-VEL3DA303 | Cabled Axial Seamount | Axial Base Deep Profiler Mooring | Wire-Following Profiler (DP03A) | 3-D Single Point Velocity Meter | Falmouth Scientific | ACM-3D-MP
RS03AXPD-DP03A-03-FLNTUA302 | Cabled Axial Seamount | Axial Base Deep Profiler Mooring | Wire-Following Profiler (DP03A) | 2-Wavelength Fluorometer | WET Labs | FLNTURTD (chlorophyll and backscatter)
RS03AXPD-DP03A-03-FLCDRA302 | Cabled Axial Seamount | Axial Base Deep Profiler Mooring | Wire-Following Profiler (DP03A) | CDOM Fluorometer | WET Labs | FLCDRTD (CDOM)
RS03AXPD-DP03A-05-OPTAAC302 | Cabled Axial Seamount | Axial Base Deep Profiler Mooring | Wire-Following Profiler (DP03A) | Spectrophotometer | WET Labs | AC-S Deep
RS03AXPD-DP03A-06-DOSTAD304 | Cabled Axial Seamount | Axial Base Deep Profiler Mooring | Wire-Following Profiler (DP03A) | Dissolved Oxygen | Aanderaa | Optode 4831
RS03ASHS-PN03B | Cabled Axial Seamount | ASHES Vent Field | Primary Node (PN03B)
RS03ASHS-PN03B-06-CAMHDA301 | Cabled Axial Seamount | ASHES Vent Field | Primary Node (PN03B) | HD Digital Video Camera | SubC | 1Cam
RS03ASHS-MJ03B | Cabled Axial Seamount | ASHES Vent Field | Medium-Power JBox (MJ03B)
RS03ASHS-MJ03B-00-OSMOIA301 | Cabled Axial Seamount | ASHES Vent Field | Medium-Power JBox (MJ03B) | Osmosis-Based Water Sampler | TLR, Inc. | OsmoSampler
RS03ASHS-MJ03B-05-OBSSPA302 | Cabled Axial Seamount | ASHES Vent Field | Medium-Power JBox (MJ03B) | Short-Period Ocean Bottom Seismometer | Guralp | CMG-6TF
RS03ASHS-MJ03B-06-OBSSPA301 | Cabled Axial Seamount | ASHES Vent Field | Medium-Power JBox (MJ03B) | Short-Period Ocean Bottom Seismometer | Guralp | CMG-6TF
RS03ASHS-MJ03B-07-TMPSFA301 | Cabled Axial Seamount | ASHES Vent Field | Medium-Power JBox (MJ03B) | Diffuse Vent Fluid 3-D Temperature Array | RBR Global | XR-420
RS03INT1-MJ03C | Cabled Axial Seamount | International District Vent Field 1 | Medium-Power JBox (MJ03C)
RS03INT1-MJ03C-05-CAMDSB303 | Cabled Axial Seamount | International District Vent Field 1 | Medium-Power JBox (MJ03C) | Digital Still Camera | Kongsberg | Custom Digital Still Camera Assembly
RS03INT1-MJ03C-06-MASSPA301 | Cabled Axial Seamount | International District Vent Field 1 | Medium-Power JBox (MJ03C) | Mass Spectrometer | Girguis, Harvard | cabled Mass Spec
RS03INT1-MJ03C-07-RASFLA301 | Cabled Axial Seamount | International District Vent Field 1 | Medium-Power JBox (MJ03C) | Hydrothermal Vent Fluid Interactive Sampler | PMEL/Butterfield | Modified McLane Remote Access Sampler
RS03INT1-MJ03C-07-PPSDNA301 | Cabled Axial Seamount | International District Vent Field 1 | Medium-Power JBox (MJ03C) | Particulate DNA Sampler | PMEL/Butterfield | modified McLane Particulate Sampler
RS03INT1-MJ03C-09-THSPHA301 | Cabled Axial Seamount | International District Vent Field 1 | Medium-Power JBox (MJ03C) | Hydrothermal Vent Fluid In-situ Chemistry | Kang/Seyfried, U Minnesota | Vent Chemistry Instrument (H2, H2S, pH)
RS03INT1-MJ03C-10-TRHPHA301 | Cabled Axial Seamount | International District Vent Field 1 | Medium-Power JBox (MJ03C) | Hydrothermal Vent Fluid Temperature and Resistivity | Lilley, UW | Vent Temperature & Resistivity
RS03INT2-MJ03D | Cabled Axial Seamount | International District Vent Field 2 | Medium-Power JBox (MJ03D)
RS03INT2-MJ03D-05-OBSSPA305 | Cabled Axial Seamount | International District Vent Field 2 | Medium-Power JBox (MJ03D) | Short-Period Ocean Bottom Seismometer | Guralp | CMG-6TF
RS03INT2-MJ03D-06-BOTPTA303 | Cabled Axial Seamount | International District Vent Field 2 | Medium-Power JBox (MJ03D) | Bottom Pressure and Tilt | PMEL/Chadwick | PMELcabled BPR/Tilt
RS03INT2-MJ03D-12-VEL3DB304 | Cabled Axial Seamount | International District Vent Field 2 | Medium-Power JBox (MJ03D) | 3-D Single Point Velocity Meter | Nobska | MAVS-4
RS03ECAL-MJ03E | Cabled Axial Seamount | Eastern Caldera | Medium-Power JBox (MJ03E)
RS03ECAL-MJ03E-05-OBSSPA303 | Cabled Axial Seamount | Eastern Caldera | Medium-Power JBox (MJ03E) | Short-Period Ocean Bottom Seismometer | Guralp | CMG-6TF
RS03ECAL-MJ03E-06-BOTPTA302 | Cabled Axial Seamount | Eastern Caldera | Medium-Power JBox (MJ03E) | Bottom Pressure and Tilt | PMEL/Chadwick | PMELcabled BPR/Tilt
RS03ECAL-MJ03E-08-OBSSPA304 | Cabled Axial Seamount | Eastern Caldera | Medium-Power JBox (MJ03E) | Short-Period Ocean Bottom Seismometer | Guralp | CMG-6TF
RS03ECAL-MJ03E-09-OBSBBA302 | Cabled Axial Seamount | Eastern Caldera | Medium-Power JBox (MJ03E) | Broadband Ocean Bottom Seismometer | Guralp | CMG-1T/5T
RS03ECAL-MJ03E-09-HYDLFA304 | Cabled Axial Seamount | Eastern Caldera | Medium-Power JBox (MJ03E) | Low Frequency Acoustic Receiver (Hydrophone) | HTI | 90-U
RS03CCAL-MJ03F | Cabled Axial Seamount | Central Caldera | Medium-Power JBox (MJ03F)
RS03CCAL-MJ03F-05-BOTPTA301 | Cabled Axial Seamount | Central Caldera | Medium-Power JBox (MJ03F) | Bottom Pressure and Tilt | PMEL/Chadwick | PMELcabled BPR/Tilt
RS03CCAL-MJ03F-06-OBSBBA301 | Cabled Axial Seamount | Central Caldera | Medium-Power JBox (MJ03F) | Broadband Ocean Bottom Seismometer | Guralp | CMG-1T/5T
RS03CCAL-MJ03F-06-HYDLFA305 | Cabled Axial Seamount | Central Caldera | Medium-Power JBox (MJ03F) | Low Frequency Acoustic Receiver (Hydrophone) | HTI | 90-U
RS05MDPL | Cabled Juan de Fuca Mid-Plate | Primary Infrastructure
RS05MDPL-PN05A | Cabled Juan de Fuca Mid-Plate | Primary Infrastructure | Primary Node (PN05A)
GS05MOAS-GL485 | Global Southern Ocean | Mobile Assets | Open Ocean Glider 485
GS05MOAS-GL485-00-ENG000000 | Global Southern Ocean | Mobile Assets | Open Ocean Glider 485 | Mobile Asset Controller | Teledyne Webb | G2 Slocum Gliders
GS05MOAS-GL485-01-FLORDM000 | Global Southern Ocean | Mobile Assets | Open Ocean Glider 485 | 2-Wavelength Fluorometer | WET Labs | ECO Puck FLBB-SLC
GS05MOAS-GL485-02-DOSTAM000 | Global Southern Ocean | Mobile Assets | Open Ocean Glider 485 | Dissolved Oxygen | Aanderaa | Optode 4831
GS05MOAS-GL485-04-CTDGVM000 | Global Southern Ocean | Mobile Assets | Open Ocean Glider 485 | CTD | Sea-Bird | SBE Glider Payload CTD (GP-CTD)
GS05MOAS-GL524 | Global Southern Ocean | Mobile Assets | Open Ocean Glider 524
GS05MOAS-GL524-00-ENG000000 | Global Southern Ocean | Mobile Assets | Open Ocean Glider 524 | Mobile Asset Controller | Teledyne Webb | G2 Slocum Gliders
GS05MOAS-GL524-01-FLORDM000 | Global Southern Ocean | Mobile Assets | Open Ocean Glider 524 | 2-Wavelength Fluorometer | WET Labs | ECO Puck FLBB-SLC
GS05MOAS-GL524-02-DOSTAM000 | Global Southern Ocean | Mobile Assets | Open Ocean Glider 524 | Dissolved Oxygen | Aanderaa | Optode 4831
GS05MOAS-GL524-04-CTDGVM000 | Global Southern Ocean | Mobile Assets | Open Ocean Glider 524 | CTD | Sea-Bird | SBE Glider Payload CTD (GP-CTD)
GS05MOAS-GL560 | Global Southern Ocean | Mobile Assets | Open Ocean Glider 560
GS05MOAS-GL560-00-ENG000000 | Global Southern Ocean | Mobile Assets | Open Ocean Glider 560 | Mobile Asset Controller | Teledyne Webb | G2 Slocum Gliders
GS05MOAS-GL560-01-FLORDM000 | Global Southern Ocean | Mobile Assets | Open Ocean Glider 560 | 2-Wavelength Fluorometer | WET Labs | ECO Puck FLBB-SLC
GS05MOAS-GL560-02-DOSTAM000 | Global Southern Ocean | Mobile Assets | Open Ocean Glider 560 | Dissolved Oxygen | Aanderaa | Optode 4831
GS05MOAS-GL560-04-CTDGVM000 | Global Southern Ocean | Mobile Assets | Open Ocean Glider 560 | CTD | Sea-Bird | SBE Glider Payload CTD (GP-CTD)
GS05MOAS-GL561 | Global Southern Ocean | Mobile Assets | Open Ocean Glider 561
GS05MOAS-GL561-00-ENG000000 | Global Southern Ocean | Mobile Assets | Open Ocean Glider 561 | Mobile Asset Controller | Teledyne Webb | G2 Slocum Gliders
GS05MOAS-GL561-01-FLORDM000 | Global Southern Ocean | Mobile Assets | Open Ocean Glider 561 | 2-Wavelength Fluorometer | WET Labs | ECO Puck FLBB-SLC
GS05MOAS-GL561-02-DOSTAM000 | Global Southern Ocean | Mobile Assets | Open Ocean Glider 561 | Dissolved Oxygen | Aanderaa | Optode 4831
GS05MOAS-GL561-04-CTDGVM000 | Global Southern Ocean | Mobile Assets | Open Ocean Glider 561 | CTD | Sea-Bird | SBE Glider Payload CTD (GP-CTD)
GS05MOAS-PG565 | Global Southern Ocean | Mobile Assets | Global Profiling Glider 565
GS05MOAS-PG565-00-ENG000000 | Global Southern Ocean | Mobile Assets | Global Profiling Glider 565 | Mobile Asset Controller | Teledyne Webb | G2 Slocum Gliders
GS05MOAS-PG565-01-CTDGVM000 | Global Southern Ocean | Mobile Assets | Global Profiling Glider 565 | CTD | Sea-Bird | SBE Glider Payload CTD (GP-CTD)
GS05MOAS-PG565-02-DOSTAM000 | Global Southern Ocean | Mobile Assets | Global Profiling Glider 565 | Dissolved Oxygen | Aanderaa | Optode 4831
GS05MOAS-PG565-03-FLORTM000 | Global Southern Ocean | Mobile Assets | Global Profiling Glider 565 | 3-Wavelength Fluorometer | WET Labs | ECO Puck FLBBCD-SLK
GS05MOAS-PG565-04-FLORTO000 | Global Southern Ocean | Mobile Assets | Global Profiling Glider 565 | 3-Wavelength Fluorometer | WET Labs | ECO BB3
GS05MOAS-PG565-05-NUTNRM000 | Global Southern Ocean | Mobile Assets | Global Profiling Glider 565 | Nitrate | Satlantic | SUNA V2
GS05MOAS-PG565-06-PARADM000 | Global Southern Ocean | Mobile Assets | Global Profiling Glider 565 | Photosynthetically Available Radiation | Biospherical Instruments | QSP-2155
GS05MOAS-PG566 | Global Southern Ocean | Mobile Assets | Global Profiling Glider 566
GS05MOAS-PG566-00-ENG000000 | Global Southern Ocean | Mobile Assets | Global Profiling Glider 566 | Mobile Asset Controller | Teledyne Webb | G2 Slocum Gliders
GS05MOAS-PG566-01-CTDGVM000 | Global Southern Ocean | Mobile Assets | Global Profiling Glider 566 | CTD | Sea-Bird | SBE Glider Payload CTD (GP-CTD)
GS05MOAS-PG566-02-DOSTAM000 | Global Southern Ocean | Mobile Assets | Global Profiling Glider 566 | Dissolved Oxygen | Aanderaa | Optode 4831
GS05MOAS-PG566-03-FLORTM000 | Global Southern Ocean | Mobile Assets | Global Profiling Glider 566 | 3-Wavelength Fluorometer | WET Labs | ECO Puck FLBBCD-SLK
GS05MOAS-PG566-04-FLORTO000 | Global Southern Ocean | Mobile Assets | Global Profiling Glider 566 | 3-Wavelength Fluorometer | WET Labs | ECO BB3
GS05MOAS-PG566-05-NUTNRM000 | Global Southern Ocean | Mobile Assets | Global Profiling Glider 566 | Nitrate | Satlantic | SUNA V2
GS05MOAS-PG566-06-PARADM000 | Global Southern Ocean | Mobile Assets | Global Profiling Glider 566 | Photosynthetically Available Radiation | Biospherical Instruments | QSP-2155

## Vocab Look Up Tables
ARRAY/SITE
CE01 | Coastal Endurance
CE02 | Coastal Endurance
CE04 | Coastal Endurance
CE05 | Coastal Endurance
CE06 | Coastal Endurance
CE07 | Coastal Endurance
CE09 | Coastal Endurance
CP01 | Coastal Pioneer
CP02 | Coastal Pioneer
CP03 | Coastal Pioneer
CP04 | Coastal Pioneer
CP05 | Coastal Pioneer
GA01 | Global Argentine Basin
GA02 | Global Argentine Basin
GA03 | Global Argentine Basin
GA05 | Global Argentine Basin
GI01 | Global Irminger Sea
GI02 | Global Irminger Sea
GI03 | Global Irminger Sea
GI05 | Global Irminger Sea
GP02 | Global Station Papa
GP03 | Global Station Papa
GP05 | Global Station Papa
GS01 | Global Southern Ocean
GS02 | Global Southern Ocean
GS03 | Global Southern Ocean
GS05 | Global Southern Ocean
RS01 | Cabled Continental Margin
RS03 | Cabled Axial Seamount
RS05 | Cabled Juan de Fuca Mid-Plate
SITE/PLATFORM
ASHS | ASHES Vent Field
AXBS | Axial Base Seafloor
AXPD | Axial Base Deep Profiler Mooring
AXPS | Axial Base Shallow Profiler Mooring
AXSM | Summit Primary Infrastructure
BEN1 | Unnamed BEN1
CCAL | Central Caldera
CNSM | Central Surface Mooring
CNSP | Central Surface Piercing Profiler Mooring
ECAL | Eastern Caldera
FLMA | Flanking Subsurface Mooring A
FLMB | Flanking Subsurface Mooring B
HYPM | Apex Profiler Mooring
INT1 | International District Vent Field 1
INT2 | International District Vent Field 2
ISSM | Inshore Surface Mooring
ISSP | Inshore Surface Piercing Profiler Mooring
MOAS | Mobile Assets
MDPL | Primary Infrastructure
OSBP | Offshore Cabled Benthic Experiment Package
OSPD | Offshore Cabled Deep Profiler Mooring
OSPI | Offshore Cabled Primary Infrastructure
OSPM | Offshore Profiler Mooring
OSPS | Offshore Cabled Shallow Profiler Mooring
OSSM | Offshore Surface Mooring
PMCI | Central Inshore Profiler Mooring
PMCO | Central Offshore Profiler Mooring
PMUI | Upstream Inshore Profiler Mooring
PMUO | Upstream Offshore Profiler Mooring
SBPD | Oregon Slope Base Deep Profiler Mooring
SBPS | Oregon Slope Base Shallow Profiler Mooring
SHBP | Oregon Shelf Cabled Benthic Experiment Package
SHDR | Hydrate Ridge Primary Infrastructure
SHSM | Shelf Surface Mooring
SHSP | Shelf Surface Piercing Profiler Mooring
SLBS | Oregon Slope Base Seafloor
SUM1 | Southern Hydrate Summit 1 Seafloor
SUM2 | Southern Hydrate Summit 2 Seafloor
SUMO | Apex Surface Mooring
PLATFORM/NODE
DP01A | Wire-Following Profiler (DP01A)
DP01B | Wire-Following Profiler (DP01B)
DP03A | Wire-Following Profiler (DP03A)
LJ01A | Low-Power JBox (LJ01A)
LJ01B | Low-Power JBox (LJ01B)
LJ01C | Low-Power JBox (LJ01C)
LJ01D | Low-Power JBox (LJ01D)
LJ03A | Low-Power JBox (LJ03A)
LJ0CI | Low-Power JBox (LJ0CI)
LV01A | Low-Voltage Node (LV01A)
LV01B | Low-Voltage Node (LV01B)
LV01C | Low-Voltage Node (LV01C)
LV03A | Low-Voltage Node (LV03A)
MFC31 | Seafloor Multi-Function Node (MFN)
MFD35 | Seafloor Multi-Function Node (MFN)
MFD37 | Seafloor Multi-Function Node (MFN)
MJ01A | Medium-Power JBox (MJ01A)
MJ01B | Medium-Power JBox (MJ01B)
MJ01C | Medium-Power JBox (MJ01C)
MJ03A | Medium-Power JBox (MJ03A)
MJ03B | Medium-Power JBox (MJ03B)
MJ03C | Medium-Power JBox (MJ03C)
MJ03D | Medium-Power JBox (MJ03D)
MJ03E | Medium-Power JBox (MJ03E)
MJ03F | Medium-Power JBox (MJ03F)
MPM01 | Mooring Riser
PC01A | 200m Platform (PC01A)
PC01B | 200m Platform (PC01B)
PC03A | 200m Platform (PC03A)
PD01A | Profiler Docking Station (PD01A)
PD01B | Profiler Docking Station (PD01B)
PD03A | Profiler Docking Station (PD03A)
PN01A | Primary Node (PN01A)
PN01B | Primary Node (PN01B)
PN01C | Primary Node (PN01C)
PN01D | Primary Node (PN01D)
PN03A | Primary Node (PN03A)
PN03B | Primary Node (PN03B)
PN05A | Primary Node (PN05A)
RI000 | Mooring Riser
RIC21 | Near Surface Instrument Frame
RIC31 | Near Surface Instrument Frame
RID16 | Near Surface Instrument Frame
RID26 | Near Surface Instrument Frame
RID27 | Near Surface Instrument Frame
RII01 | Mooring Riser
RII11 | Mooring Riser
RIM01 | Mooring Riser
RIS01 | Mooring Riser
SBC11 | Surface Buoy
SBD11 | Surface Buoy
SBD12 | Surface Buoy
SBD17 | Surface Buoy
SBS01 | Surface Buoy
SBS11 | Surface Buoy
SC01A | Winch Controller (SC01A)
SC01B | Winch Controller (SC01B)
SC03A | Winch Controller (SC03A)
SF01A | Shallow Profiler (SF01A)
SF01B | Shallow Profiler (SF01B)
SF03A | Shallow Profiler (SF03A)
SP001 | Surface Piercing Profiler
WFP01 | Wire-Following Profiler
WFP02 | Wire-Following Profiler Upper
WFP03 | Wire-Following Profiler Lower
Instruments
ADCPAM | Velocity Profiler (600kHz) | Teledyne RDI | Explorer DVL 600 kHz
ADCPAN | Velocity Profiler (600kHz) | Teledyne RDI | Workhorse Navigator 600 kHz dual
ADCPSI | Velocity Profiler (75 kHz) | Teledyne RDI | WorkHorse LongRanger Monitor 75khz
ADCPSJ | Velocity Profiler (75 kHz) | Teledyne RDI | WorkHorse LongRanger Sentinel 75khz
ADCPSK | Velocity Profiler (75 kHz) | Teledyne RDI | WorkHorse LongRanger Monitor 75khz
ADCPSL | Velocity Profiler (75 kHz) | Teledyne RDI | WorkHorse LongRanger Sentinel 75khz - inductive
ADCPSN | Velocity Profiler (75 kHz) | Teledyne RDI | WorkHorse LongRanger Sentinel 75khz - inductive
ADCPTA | Velocity Profiler (600kHz) | Teledyne RDI | WorkHorse Sentinel 600khz
ADCPTB | Velocity Profiler (300kHz) | Teledyne RDI | WorkHorse Monitor 300khz
ADCPTC | Velocity Profiler (300kHz) | Teledyne RDI | WorkHorse Sentinel 300khz
ADCPTD | Velocity Profiler (150kHz) | Teledyne RDI | Workhorse Quartermaster Monitor 150kHz
ADCPTE | Velocity Profiler (150kHz) | Teledyne RDI | Workhorse Quartermaster Monitor 150kHz
ADCPTF | Velocity Profiler (150kHz) | Teledyne RDI | WorkHorse Sentinel 150khz
ADCPTG | Velocity Profiler (150kHz) | Teledyne RDI | WorkHorse Sentinel150khz - inductive
ADCPTM | Velocity Profiler (600kHz) | Teledyne RDI | WorkHorse Sentinel 600khz
BOTPTA | Bottom Pressure and Tilt | PMEL/Chadwick | PMELcabled BPR/Tilt
CAMDSA | Digital Still Camera | Kongsberg | Modified OE14-408
CAMDSB | Digital Still Camera | Kongsberg | Custom Digital Still Camera Assembly
CAMDSC | Digital Still Camera | Kongsberg | Custom Digital Still Camera Assembly
CAMHDA | HD Digital Video Camera | SubC | 1Cam
CPMENG | Platform Controller | WHOI | Communications and Power Manager
CTDAVN | CTD | Sea-Bird | SBE Glider Payload CTD (GP-CTD)
CTDBPC | CTD | Sea-Bird | SBE 16plusV2
CTDBPD | CTD | Sea-Bird | SBE 16plusV2
CTDBPE | CTD | Sea-Bird | SBE 16plusV2
CTDBPF | CTD | Sea-Bird | SBE 16plusV2
CTDBPN | CTD | Sea-Bird | SBE 16plusV2
CTDBPO | CTD | Sea-Bird | SBE 16plusV2
CTDBPP | CTD | Sea-Bird | SBE 16plus-IM V2
CTDGVM | CTD | Sea-Bird | SBE Glider Payload CTD (GP-CTD)
CTDMOG | CTD | Sea-Bird | SBE 37IM
CTDMOH | CTD | Sea-Bird | SBE 37IM
CTDMOQ | CTD | Sea-Bird | SBE 37IM
CTDMOR | CTD | Sea-Bird | SBE 37IM
CTDPFA | CTD | Sea-Bird | SBE 16plusV2
CTDPFB | CTD | Sea-Bird | SBE 16plusV2
CTDPFJ | CTD | Sea-Bird | FastCAT 49 CTD
CTDPFK | CTD | Sea-Bird | SBE 52MP
CTDPFL | CTD | Sea-Bird | SBE 52MP
DCLENG | Data Concentrator Logger (DCL) | WHOI | Data Concentrator Logger
DOFSTA | Dissolved Oxygen | Sea-Bird | SBE 43
DOFSTK | Dissolved Oxygen | Sea-Bird | SBE 43F
DOSTAD | Dissolved Oxygen | Aanderaa | Optode 4831
DOSTAJ | Dissolved Oxygen | Aanderaa | Optode 4831
DOSTAL | Dissolved Oxygen | Aanderaa | Optode 4330
DOSTAM | Dissolved Oxygen | Aanderaa | Optode 4831
DOSTAN | Dissolved Oxygen | Aanderaa | Optode 4330
ENG000 | Mobile Asset Controller | Teledyne Webb | G2 Slocum Gliders
FDCHPA | Direct Covariance Flux | WHOI | DCFS
FLCDRA | CDOM Fluorometer | WET Labs | FLCDRTD (CDOM)
FLNTUA | 2-Wavelength Fluorometer | WET Labs | FLNTURTD (chlorophyll and backscatter)
FLOBNC | Benthic Fluid Flow | Tryon, UCSD | CAT meter
FLOBNM | Benthic Fluid Flow | Solomon, UW | Mosquito benthic flow sampler
FLORDD | 2-Wavelength Fluorometer | WET Labs | ECO Triplet-w
FLORDG | 2-Wavelength Fluorometer | WET Labs | ECO FLBB-SB
FLORDL | 2-Wavelength Fluorometer | WET Labs | FLBBRTD
FLORDM | 2-Wavelength Fluorometer | WET Labs | ECO Puck FLBB-SLC
FLORTD | 3-Wavelength Fluorometer | WET Labs | ECO Triplet-w
FLORTJ | 3-Wavelength Fluorometer | WET Labs | ECO Triplet-w
FLORTK | 3-Wavelength Fluorometer | WET Labs | ECO Triplet
FLORTM | 3-Wavelength Fluorometer | WET Labs | ECO Puck FLBBCD-SLK
FLORTN | 3-Wavelength Fluorometer | WET Labs | ECO Triplet
FLORTO | 3-Wavelength Fluorometer | WET Labs | ECO BB3
HPIESA | Horizontal Electric Field, Pressure and Inverted Echo Sounder | Sanford, UW | cabled HPIES
HYDBBA | Broadband Acoustic Receiver (Hydrophone) | Ocean Sonics | icListen HF
HYDGN0 | Hydrogen Sensor | RKI Instruments | M2A transmitters
HYDLFA | Low Frequency Acoustic Receiver (Hydrophone) | HTI | 90-U
MASSPA | Mass Spectrometer | Girguis, Harvard | cabled Mass Spec
METBKA | Bulk Meteorology Instrument Package | Star Engineering | ASIMET
MOPAK0 | 3-Axis Motion Pack | MicroStrain | 3DM-GX3-25
NUTNRA | Nitrate | Satlantic | Deep SUNA
NUTNRB | Nitrate | Satlantic | ISUS
NUTNRJ | Nitrate | Satlantic | SUNA V2
NUTNRM | Nitrate | Satlantic | SUNA V2
NUTNRN | Nitrate | Satlantic | Deep SUNA
OBSBBA | Broadband Ocean Bottom Seismometer | Guralp | CMG-1T/5T
OBSSPA | Short-Period Ocean Bottom Seismometer | Guralp | CMG-6TF
OPTAAC | Spectrophotometer | WET Labs | AC-S Deep
OPTAAD | Spectrophotometer | WET Labs | AC-S
OPTAAJ | Spectrophotometer | WET Labs | AC-S
OSMOIA | Osmosis-Based Water Sampler | TLR, Inc. | OsmoSampler
PARADA | Photosynthetically Available Radiation | Satlantic | digital PAR
PARADJ | Photosynthetically Available Radiation | WET Labs | ECO PAR
PARADK | Photosynthetically Available Radiation | Biospherical Instruments | QSP-2200
PARADM | Photosynthetically Available Radiation | Biospherical Instruments | QSP-2155
PARADN | Photosynthetically Available Radiation | Biospherical Instruments | QSP-2150
PCO2AA | pCO2 Air-Sea | Pro-Oceanus | pCO2-pro
PCO2WA | pCO2 Water | Sunburst | SAMI-pCO2
PCO2WB | pCO2 Water | Sunburst | SAMI-pCO2
PCO2WC | pCO2 Water | Sunburst | SAMI-pCO2 - inductive
PHSENA | Seawater pH | Sunburst | SAMI-pH
PHSEND | Seawater pH | Sunburst | SAMI-pH
PHSENE | Seawater pH | Sunburst | SAMI-pH- inductive
PHSENF | Seawater pH | Sunburst | SAMI-pH
PPSDNA | Particulate DNA Sampler | PMEL/Butterfield | modified McLane Particulate Sampler
PRESFA | Seafloor Pressure | Sea-Bird | SBE 26plus
PRESFB | Seafloor Pressure | Sea-Bird | SBE 26plus
PRESFC | Seafloor Pressure | Sea-Bird | SBE 26plus
PRESTA | Tidal Seafloor Pressure | Sea-Bird | SBE 54
PRESTB | Tidal Seafloor Pressure | Sea-Bird | SBE 54
RASFLA | Hydrothermal Vent Fluid Interactive Sampler | PMEL/Butterfield | Modified McLane Remote Access Sampler
SIOENG | Platform Controller | SIO | Subsurface mooring controller
SPKIRA | Spectral Irradiance | Satlantic | OCR507 ICSW
SPKIRB | Spectral Irradiance | Satlantic | OCR507 ICSW
SPKIRJ | Spectral Irradiance | Satlantic | OCR507 ICSW
SPPENG | Profiler Controller | WET Labs | AMP
STCENG | Platform Controller | WHOI | Sensor and Telemetry Controller
THSPHA | Hydrothermal Vent Fluid In-situ Chemistry | Kang/Seyfried, U Minnesota | Vent Chemistry Instrument (H2, H2S, pH)
TMPSFA | Diffuse Vent Fluid 3-D Temperature Array | RBR Global | XR-420
TRHPHA | Hydrothermal Vent Fluid Temperature and Resistivity | Lilley, UW | Vent Temperature & Resistivity
VADCPA | 5-Beam Velocity Profiler (600 kHz) | Teledyne RDI | Workhorse custom 600 kHz 5 Beam
VEL3DA | 3-D Single Point Velocity Meter | Falmouth Scientific | ACM-3D-MP
VEL3DB | 3-D Single Point Velocity Meter | Nobska | MAVS-4
VEL3DC | 3-D Single Point Velocity Meter | Nortek | VECTOR
VEL3DD | 3-D Single Point Velocity Meter | Nortek | VECTOR
VEL3DK | 3-D Single Point Velocity Meter | Nortek | Aquadopp II
VEL3DL | 3-D Single Point Velocity Meter | Falmouth Scientific | ACM-Plus
VELPTA | Single Point Velocity Meter | Nortek | Aquadopp 300m
VELPTB | Single Point Velocity Meter | Nortek | Aquadopp 3000m
VELPTD | Single Point Velocity Meter | Nortek | Aquadopp
VELPTJ | Single Point Velocity Meter | Nortek | Aquadopp HR
WAVSSA | Surface Wave Spectra | Axys Technologies | TRIAXYS
WFPENG | Profiler Controller | McLane | MMP
ZPLSCB | Bio-acoustic Sonar (Coastal) | Kongsberg | Modified EK-60
ZPLSCC | Bio-acoustic Sonar (Coastal) | ASL Environmental Sciences | AZFP
ZPLSGA | Bio-acoustic Sonar (Global) | ASL Environmental Sciences | AZFP
Custom Assignments
CE01ISSM | Coastal Endurance | Oregon Inshore Surface Mooring
CE01ISSP | Coastal Endurance | Oregon Inshore Surface Piercing Profiler Mooring
CE02SHBP | Coastal Endurance | Oregon Shelf Cabled Benthic Experiment Package
CE02SHSM | Coastal Endurance | Oregon Shelf Surface Mooring
CE02SHSP | Coastal Endurance | Oregon Shelf Surface Piercing Profiler Mooring
CE04OSBP | Coastal Endurance | Oregon Offshore Cabled Benthic Experiment Package
CE04OSPD | Coastal Endurance | Oregon Offshore Cabled Deep Profiler Mooring
CE04OSPS | Coastal Endurance | Oregon Offshore Cabled Shallow Profiler Mooring
CE04OSSM | Coastal Endurance | Oregon Offshore Surface Mooring
CE05MOAS | Coastal Endurance | Mobile Assets
CE06ISSM | Coastal Endurance | Washington Inshore Surface Mooring
CE06ISSP | Coastal Endurance | Washington Inshore Surface Piercing Profiler Mooring
CE07SHSM | Coastal Endurance | Washington Shelf Surface Mooring
CE07SHSP | Coastal Endurance | Washington Shelf Surface Piercing Profiler Mooring
CE09OSPM | Coastal Endurance | Washington Offshore Profiler Mooring
CE09OSSM | Coastal Endurance | Washington Offshore Profiler Mooring
CE04OSPI | Coastal Endurance | Oregon Offshore Cabled Primary Infrastructure
Mobile Asset Serial Numbers
A6264 | Coastal AUV 6264
GL375 | Coastal Glider 375
GL538 | Open Ocean Glider 538
GL563 | Open Ocean Glider 563
PG563 | Global Profiling Glider 563
PG562 | Global Profiling Glider 562
GL478 | Open Ocean Glider 478
GL524 | Open Ocean Glider 524
GL560 | Open Ocean Glider 560
GL561 | Open Ocean Glider 561
PG565 | Global Profiling Glider 565
PG566 | Global Profiling Glider 566
GL276 | Open Ocean Glider 276
GL247 | Coastal Glider 247
GL311 | Coastal Glider 311
GL312 | Coastal Glider 312
GL319 | Coastal Glider 319
GL320 | Coastal Glider 320
GL326 | Coastal Glider 326
GL327 | Coastal Glider 327
GL335 | Coastal Glider 335
GL336 | Coastal Glider 336
GL339 | Coastal Glider 339
GL340 | Coastal Glider 340
GL361 | Open Ocean Glider 361
GL362 | Open Ocean Glider 362
GL363 | Open Ocean Glider 363
GL364 | Open Ocean Glider 364
GL365 | Open Ocean Glider 365
GL374 | Coastal Glider 374
GL376 | Coastal Glider 376
GL379 | Coastal Glider 379
GL380 | Coastal Glider 380
GL381 | Coastal Glider 381
GL382 | Coastal Glider 382
GL383 | Coastal Glider 383
GL384 | Coastal Glider 384
GL386 | Coastal Glider 386
GL387 | Coastal Glider 387
GL388 | Coastal Glider 388
GL389 | Coastal Glider 389
GL453 | Open Ocean Glider 453
GL469 | Open Ocean Glider 469
GL477 | Open Ocean Glider 477
GL484 | Open Ocean Glider 484
GL485 | Open Ocean Glider 485
GL486 | Open Ocean Glider 486
GL493 | Open Ocean Glider 493
GL494 | Open Ocean Glider 494
GL495 | Open Ocean Glider 495
GL496 | Open Ocean Glider 496
GL523 | Open Ocean Glider 523
GL525 | Open Ocean Glider 525
GL537 | Open Ocean Glider 537
PG514 | Global Profiling Glider 514
PG515 | Global Profiling Glider 515
PG528 | Global Profiling Glider 528
GL484 | Open Ocean Glider 484
GL485 | Open Ocean Glider 485
GL486 | Open Ocean Glider 486
GL493 | Open Ocean Glider 493
GL494 | Open Ocean Glider 494
GL495 | Open Ocean Glider 495
GL496 | Open Ocean Glider 496
GL523 | Open Ocean Glider 523
GL525 | Open Ocean Glider 525
GL537 | Open Ocean Glider 537
PG514 | Global Profiling Glider 514
PG515 | Global Profiling Glider 515
PG528 | Global Profiling Glider 528

## Ref Desig Structure
| Oservatory / Array | Site Prefix | Site Suffix | Format "separator" B | Node Type | Node Site Sequence | Format "separator" B | Port Num | Format "separator" C | Instrument Class | Instrument Series (discriminator) | Instrument Sequence Number
Char Type | Alpha | Numeric | Alpha-Numeric | Symbol | Alpha | Alpha-Numeric | Symbol | Numeric | Symbol | Alpha-Numeric | Alpha | Numeric
| AA | ## | AAAA | - | AA | CCC | - | ## | - | CCCCC | A | ###
Number of Characters | 2 | 2 | 4 | 1 | 2 | 3 | 1 | 2 | 1 | 5 | 1 | 3
Mandatory Character | ##: " 0# " leading zero for single digit; -: "-" dash; -: "-" dash; -: "-" dash; ###: "00# " leading zeros for single digit
Instrument Sequence Number, a 3 digit numeric code that sequentially identifies the instruments on a port or node.
Instrument Series, a single alpha code that denotes a specific model or series of instruments, a unique identifier in combination with the instrument class.
Instrument Class, a 5 character mixed alpha-numeric code that represents an instrument class.
Port Number, a 2 digit numeric code that sequentially identifies the ports on a node.
Node Site Sequence, a 3 digit mixed alpha-numeric code sequentially numbering the nodes at a site.
Node Type, a unique 2 character alpha code providing the type of node name in abbreviated alpha characters.
Note: reserved characters CA for cable assembly and id the nodes on each end of the cable.
Site Suffix, a 4 character alpha numeric code that provides a representation of the sub-system specific site or platform name in abbreviated characters, spaces filled with underscore.
Site Prefix, a 2 character numeric code that denotes the Site Prefix of the item (leading zero).
Observatory / Array, a 2 character alpha code that denotes the OOI System/Sub-System of the item.
Example:
RSN site number 1 Hydrate Ridge/Summit Southern 2 Medium Power Junction Box number 2 port number 3 Pressure Instrument series A
| RS | 01 | SUM2 | - | MJ | 01B | - | 03 | - | PREST | A | 102
Example: | AA: RS01SUM2-MJ01B-03-PRESTA102
Note: | AA: This tab is Table B2 (Doc # 1000-00001) of the Configuration Management Plan
Appropriate codes for the above are controlled in Table B2

## CGSN Southern (GS)
Array | Array Code | Site (Description) | Site Prefix | Site Suffix | CGSN Site Name | Node Description | Node Code | Node Site Sequence | CGSN Node Name NEW | Port | Instrument Description | Instrument Class | Instrument Series | Insttruement Sequence # | Instrument Location | Depth/Height | OOI
| AA |  | ## | AAAA |  |  | AA | CCC |  | ## |  | CCCCC | A |  |  |  | AA##AAAA-AACCC-##-CCCCCA
[11 empty] | Total Sensor Count: | 126
[8 empty] | DCL |  | Port | Instrument Level | 50
Southern Ocean (GS) | GS | Apex | 01 | SUMO | GS01SUMO | Global Surface Mooring |  |  | GS01SUMO | [7 empty] | GS01SUMO
| GS |  | 01 | SUMO |  | Surface Buoy | SB | C11 | GS01SUMO-SBC11 | 00 | CPM | CPMEN | G | 000 | Buoy Well | 0 | GS01SUMO-SBC11-00-CPMENG000
| GS |  | 01 | SUMO |  |  | SB | D11 | GS01SUMO-SBD11 | 00 | DCL 11 | DCLEN | G | 000 | Buoy Well | 0 | GS01SUMO-SBD11-00-DCLENG000
| GS |  | 01 | SUMO |  |  | SB | D12 | GS01SUMO-SBD12 | 00 | DCL 12 | DCLEN | G | 000 | Buoy Well | 0 | GS01SUMO-SBD12-00-DCLENG000
| GS |  | 01 | SUMO |  |  | SB | D11 | GS01SUMO-SBD11 | 01 | Motion Pack | MOPAK | 0 | 000 | Buoy Well, center of Mass | 0 | GS01SUMO-SBD11-01-MOPAK0000
| GS |  | 01 | SUMO |  |  | SB | D11 | GS01SUMO-SBD11 | 03 | Hydrogen Sensor | HYDGN | 0 | 000 | Buoy Well | 0 | GS01SUMO-SBD11-03-HYDGN0000
| GS |  | 01 | SUMO |  |  | SB | D11 | GS01SUMO-SBD11 | 04 | oxygen_dissolved_stable | DOSTA | D | 000 | Bottom of buoy | 1 | GS01SUMO-SBD11-04-DOSTAD000
| GS |  | 01 | SUMO |  |  | SB | D11 | GS01SUMO-SBD11 | 05 | spectral_irradiance | SPKIR | B | 000 | Buoy Tower | -5 | GS01SUMO-SBD11-05-SPKIRB000
| GS |  | 01 | SUMO |  |  | SB | D11 | GS01SUMO-SBD11 | 06 | Meteorology_bulk | METBK | A | 000 | Buoy Tower | -5 | GS01SUMO-SBD11-06-METBKA000
| GS |  | 01 | SUMO |  |  | SB | D11 | GS01SUMO-SBD11 | 08 | nutrient_Nitrate | NUTNR | B | 000 | Bottom of buoy | 1 | GS01SUMO-SBD11-08-NUTNRB000
| GS |  | 01 | SUMO |  |  | SB | D12 | GS01SUMO-SBD12 | 01 | attenuation_absorption_optical | OPTAA | D | 000 | Bottom of buoy | 1 | GS01SUMO-SBD12-01-OPTAAD000
| GS |  | 01 | SUMO |  |  | SB | D12 | GS01SUMO-SBD12 | 02 | Fluorometer_three_wavelength | FLORT | D | 000 | Bottom of buoy | 1 | GS01SUMO-SBD12-02-FLORTD000
| GS |  | 01 | SUMO |  |  | SB | D12 | GS01SUMO-SBD12 | 03 | Hydrogen Sensor | HYDGN | 0 | 000 | Buoy Well | 0 | GS01SUMO-SBD12-03-HYDGN0000
| GS |  | 01 | SUMO |  |  | SB | D12 | GS01SUMO-SBD12 | 04 | pCO2_air-sea | PCO2A | A | 000 | Instrument in well, probe in air and one in water | 0 | GS01SUMO-SBD12-04-PCO2AA000
| GS |  | 01 | SUMO |  |  | SB | D12 | GS01SUMO-SBD12 | 05 | wave_spectra_surface | WAVSS | A | 000 | Buoy Well, center of Mass | 0 | GS01SUMO-SBD12-05-WAVSSA000
| GS |  | 01 | SUMO |  |  | SB | D12 | GS01SUMO-SBD12 | 06 | Meteorology_bulk | METBK | A | 000 | Buoy Tower | -5 | GS01SUMO-SBD12-06-METBKA000
| GS |  | 01 | SUMO |  |  | SB | D12 | GS01SUMO-SBD12 | 08 | flux_direct_cov_HP | FDCHP | A | 000 | Buoy Tower | -5 | GS01SUMO-SBD12-08-FDCHPA000
| GS |  | 01 | SUMO |  | Mooring Riser | RI | D16 | GS01SUMO-RID16 | 00 | DCL 16 | DCLEN | G | 000 | Near Surface Instrument Frame | 12 | GS01SUMO-RID16-00-DCLENG000
| GS |  | 01 | SUMO |  |  | RI | D16 | GS01SUMO-RID16 | 01 | attenuation_absorption_optical | OPTAA | D | 000 | Near Surface Instrument Frame | 12 | GS01SUMO-RID16-01-OPTAAD000
| GS |  | 01 | SUMO |  |  | RI | D16 | GS01SUMO-RID16 | 02 | Fluorometer_three_wavelength | FLORT | D | 000 | Near Surface Instrument Frame | 12 | GS01SUMO-RID16-02-FLORTD000
| GS |  | 01 | SUMO |  |  | RI | D16 | GS01SUMO-RID16 | 03 | CTD_bottom_pumped | CTDBP | F | 000 | Near Surface Instrument Frame | 12 | GS01SUMO-RID16-03-CTDBPF000
| GS |  | 01 | SUMO |  |  | RI | D16 | GS01SUMO-RID16 | 06 | oxygen_dissolved_stable | DOSTA | D | 000 | Near Surface Instrument Frame | 12 | GS01SUMO-RID16-06-DOSTAD000
| GS |  | 01 | SUMO |  |  | RI | D16 | GS01SUMO-RID16 | 04 | Velocity_point | VELPT | A | 000 | Near Surface Instrument Frame | 12 | GS01SUMO-RID16-04-VELPTA000
| GS |  | 01 | SUMO |  |  | RI | D16 | GS01SUMO-RID16 | 05 | pCO2_water | PCO2W | B | 000 | Near Surface Instrument Frame | 12 | GS01SUMO-RID16-05-PCO2WB000
| GS |  | 01 | SUMO |  |  | RI | D16 | GS01SUMO-RID16 | 07 | nutrient_Nitrate | NUTNR | B | 000 | Near Surface Instrument Frame | 12 | GS01SUMO-RID16-07-NUTNRB000
| GS |  | 01 | SUMO |  |  | RI | D16 | GS01SUMO-RID16 | 08 | spectral_irradiance | SPKIR | B | 000 | Near Surface Instrument Frame | 12 | GS01SUMO-RID16-08-SPKIRB000
| GS |  | 01 | SUMO |  |  | RI | I11 | GS01SUMO-RII11 | 02 | CTD_mooring | CTDMO | Q | 011 | Fixed on Inductive Wire | 20 | GS01SUMO-RII11-02-CTDMOQ011
| GS |  | 01 | SUMO |  |  | RI | I11 | GS01SUMO-RII11 | 02 | pH_stable | PHSEN | E | 041 | Fixed on Inductive Wire | 20 | GS01SUMO-RII11-02-PHSENE041
| GS |  | 01 | SUMO |  |  | RI | I11 | GS01SUMO-RII11 | 02 | CTD_bottom_pumped | CTDBP | P | 031 | Fixed on Inductive Wire | 40 | GS01SUMO-RII11-02-CTDBPP031
| GS |  | 01 | SUMO |  |  | RI | I11 | GS01SUMO-RII11 | 02 | oxygen_dissolved_stable | DOSTA | D | 031 | Fixed on Inductive Wire | 40 | GS01SUMO-RII11-02-DOSTAD031
| GS |  | 01 | SUMO |  |  | RI | I11 | GS01SUMO-RII11 | 02 | Fluorometer_two_wavelength | FLORD | G | 031 | Fixed on Inductive Wire | 40 | GS01SUMO-RII11-02-FLORDG031
| GS |  | 01 | SUMO |  |  | RI | I11 | GS01SUMO-RII11 | 02 | pCO2_water | PCO2W | C | 051 | Fixed on Inductive Wire | 40 | GS01SUMO-RII11-02-PCO2WC051
| GS |  | 01 | SUMO |  |  | RI | I11 | GS01SUMO-RII11 | 02 | CTD_mooring | CTDMO | Q | 012 | Fixed on Inductive Wire | 60 | GS01SUMO-RII11-02-CTDMOQ012
| GS |  | 01 | SUMO |  |  | RI | I11 | GS01SUMO-RII11 | 02 | CTD_bottom_pumped | CTDBP | P | 032 | Fixed on Inductive Wire | 80 | GS01SUMO-RII11-02-CTDBPP032
| GS |  | 01 | SUMO |  |  | RI | I11 | GS01SUMO-RII11 | 02 | oxygen_dissolved_stable | DOSTA | D | 032 | Fixed on Inductive Wire | 80 | GS01SUMO-RII11-02-DOSTAD032
| GS |  | 01 | SUMO |  |  | RI | I11 | GS01SUMO-RII11 | 02 | Fluorometer_two_wavelength | FLORD | G | 032 | Fixed on Inductive Wire | 80 | GS01SUMO-RII11-02-FLORDG032
| GS |  | 01 | SUMO |  |  | RI | I11 | GS01SUMO-RII11 | 02 | pCO2_water | PCO2W | C | 052 | Fixed on Inductive Wire | 80 | GS01SUMO-RII11-02-PCO2WC052
| GS |  | 01 | SUMO |  |  | RI | I11 | GS01SUMO-RII11 | 02 | CTD_mooring | CTDMO | Q | 013 | Fixed on Inductive Wire | 100 | GS01SUMO-RII11-02-CTDMOQ013
| GS |  | 01 | SUMO |  |  | RI | I11 | GS01SUMO-RII11 | 02 | pH_stable | PHSEN | E | 042 | Fixed on Inductive Wire | 100 | GS01SUMO-RII11-02-PHSENE042
| GS |  | 01 | SUMO |  |  | RI | I11 | GS01SUMO-RII11 | 02 | CTD_bottom_pumped | CTDBP | P | 033 | Fixed on Inductive Wire | 130 | GS01SUMO-RII11-02-CTDBPP033
| GS |  | 01 | SUMO |  |  | RI | I11 | GS01SUMO-RII11 | 02 | oxygen_dissolved_stable | DOSTA | D | 033 | Fixed on Inductive Wire | 130 | GS01SUMO-RII11-02-DOSTAD033
| GS |  | 01 | SUMO |  |  | RI | I11 | GS01SUMO-RII11 | 02 | Fluorometer_two_wavelength | FLORD | G | 033 | Fixed on Inductive Wire | 130 | GS01SUMO-RII11-02-FLORDG033
| GS |  | 01 | SUMO |  |  | RI | I11 | GS01SUMO-RII11 | 02 | pCO2_water | PCO2W | C | 053 | Fixed on Inductive Wire | 130 | GS01SUMO-RII11-02-PCO2WC053
| GS |  | 01 | SUMO |  |  | RI | I11 | GS01SUMO-RII11 | 02 | CTD_mooring | CTDMO | Q | 014 | Fixed on Inductive Wire | 180 | GS01SUMO-RII11-02-CTDMOQ014
| GS |  | 01 | SUMO |  |  | RI | I11 | GS01SUMO-RII11 | 02 | CTD_mooring | CTDMO | Q | 015 | Fixed on Inductive Wire | 250 | GS01SUMO-RII11-02-CTDMOQ015
| GS |  | 01 | SUMO |  |  | RI | I11 | GS01SUMO-RII11 | 02 | CTD_mooring | CTDMO | Q | 016 | Fixed on Inductive Wire | 350 | GS01SUMO-RII11-02-CTDMOQ016
| GS |  | 01 | SUMO |  |  | RI | I11 | GS01SUMO-RII11 | 02 | Velocity_profile_long_range | ADCPS | N | 010 | Instrument Frame | 500 | GS01SUMO-RII11-02-ADCPSN010
| GS |  | 01 | SUMO |  |  | RI | I11 | GS01SUMO-RII11 | 02 | CTD_mooring | CTDMO | Q | 017 | Fixed on Inductive Wire | 500 | GS01SUMO-RII11-02-CTDMOQ017
| GS |  | 01 | SUMO |  |  | RI | I11 | GS01SUMO-RII11 | 02 | CTD_mooring | CTDMO | R | 018 | Fixed on Inductive Wire | 750 | GS01SUMO-RII11-02-CTDMOR018
| GS |  | 01 | SUMO |  |  | RI | I11 | GS01SUMO-RII11 | 02 | CTD_mooring | CTDMO | R | 019 | Fixed on Inductive Wire | 1000 | GS01SUMO-RII11-02-CTDMOR019
| GS |  | 01 | SUMO |  |  | RI | I11 | GS01SUMO-RII11 | 02 | CTD_mooring | CTDMO | R | 020 | Fixed on Inductive Wire | 1500 | GS01SUMO-RII11-02-CTDMOR020
NOTE: In the first deployment of GI01SUMO, and only the first (Feb 2013), the following two instruments were included in place of the CTDBPs installed in later deployments.
| GS |  | 01 | SUMO |  |  | RI | I11 | GS01SUMO-RII11 | 02 | CTD_mooring | CTDMO | Q | 031 | Fixed on Inductive Wire | 40 | GS01SUMO-RII11-02-CTDMOQ031
| GS |  | 01 | SUMO |  |  | RI | I11 | GS01SUMO-RII11 | 02 | CTD_mooring | CTDMO | Q | 033 | Fixed on Inductive Wire | 130 | GS01SUMO-RII11-02-CTDMOQ033
[11 empty] | Instrument Level | 14
| GS | Apex | 02 | HYPM | GS02HYPM | Global Profiler Mooring |  |  | GS02HYPM | [7 empty] | GS02HYPM
| GS |  | 02 | HYPM |  | Wire-Following Profiler 1 | WF | P02 | GS02HYPM-WFP02 | 00 | WFP Controller | WFPEN | G | 000 | Wire Following Profiler Body | 2373 | GS02HYPM-WFP02-00-WFPENG000
| GS |  | 02 | HYPM |  |  | WF | P02 | GS02HYPM-WFP02 | 01 | Fluorometer_two_wavelength | FLORD | L | 000 | Wire Following Profiler Body | 2373 | GS02HYPM-WFP02-01-FLORDL000
| GS |  | 02 | HYPM |  |  | WF | P02 | GS02HYPM-WFP02 | 03 | oxygen_dissolved_stable | DOSTA | L | 000 | Wire Following Profiler Body | 2373 | GS02HYPM-WFP02-03-DOSTAL000
| GS |  | 02 | HYPM |  |  | WF | P02 | GS02HYPM-WFP02 | 04 | CTD_profiler | CTDPF | L | 000 | Wire Following Profiler Body | 2373 | GS02HYPM-WFP02-04-CTDPFL000
| GS |  | 02 | HYPM |  |  | WF | P02 | GS02HYPM-WFP02 | 05 | Velocity_point_3D_turb | VEL3D | L | 000 | Wire Following Profiler Body | 2373 | GS02HYPM-WFP02-05-VEL3DL000
| GS |  | 02 | HYPM |  | Wire-Following Profiler 2 | WF | P03 | GS02HYPM-WFP03 | 00 | WFP Controller | WFPEN | G | 000 | Wire Following Profiler Body | 4623 | GS02HYPM-WFP03-00-WFPENG000
| GS |  | 02 | HYPM |  |  | WF | P03 | GS02HYPM-WFP03 | 01 | Fluorometer_two_wavelength | FLORD | L | 000 | Wire Following Profiler Body | 4623 | GS02HYPM-WFP03-01-FLORDL000
| GS |  | 02 | HYPM |  |  | WF | P03 | GS02HYPM-WFP03 | 03 | oxygen_dissolved_stable | DOSTA | L | 000 | Wire Following Profiler Body | 4623 | GS02HYPM-WFP03-03-DOSTAL000
| GS |  | 02 | HYPM |  |  | WF | P03 | GS02HYPM-WFP03 | 04 | CTD_profiler | CTDPF | L | 000 | Wire Following Profiler Body | 4623 | GS02HYPM-WFP03-04-CTDPFL000
| GS |  | 02 | HYPM |  |  | WF | P03 | GS02HYPM-WFP03 | 05 | Velocity_point_3D_turb | VEL3D | L | 000 | Wire Following Profiler Body | 4623 | GS02HYPM-WFP03-05-VEL3DL000
| GS |  | 02 | HYPM |  | Mid-water Platform | MP | M01 | GS02HYPM-MPM01 | 02 | plankton_ZP_sonar_global | ZPLSG | A | 009 | 64" Sphere | 150 | GS02HYPM-MPM01-02-ZPLSGA009
| GS |  | 02 | HYPM |  |  | MP | M01 | GS02HYPM-MPM01 | 02 | plankton_ZP_sonar_global | ZPLSG | A | 010 | 64" Sphere | 150 | GS02HYPM-MPM01-02-ZPLSGA010
| GS |  | 02 | HYPM |  | Mooring Riser | RI | M01 | GS02HYPM-RIM01 | 02 | CTD_mooring | CTDMO | G | 039 | Fixed on Inductive Wire | 164 | GS02HYPM-RIM01-02-CTDMOG039
| GS |  | 02 | HYPM |  |  | RI | M01 | GS02HYPM-RIM01 | 00 | Main Controller | SIOEN | G | 000 | Load cage | 4634 | GS02HYPM-RIM01-00-SIOENG000
[11 empty] | Instrument Level | 18
| GS | Flanking A | 03 | FLMA | GS03FLMA | Subsurface Mooring A |  |  | GS03FLMA | [7 empty] | GS03FLMA
| GS |  | 03 | FLMA |  | Mooring Riser | RI | S01 | GS03FLMA-RIS01 | 00 | Secondary Controller | SIOEN | G | 000 | 64" Sphere | 30 | GS03FLMA-RIS01-00-SIOENG000
| GS |  | 03 | FLMA |  |  | RI | S01 | GS03FLMA-RIS01 | 05 | Fluorometer_three_wavelength | FLORT | D | 000 | 64" Sphere | 30 | GS03FLMA-RIS01-05-FLORTD000
| GS |  | 03 | FLMA |  |  | RI | S01 | GS03FLMA-RIS01 | 04 | pH_stable | PHSEN | F | 000 | 64" Sphere | 30 | GS03FLMA-RIS01-04-PHSENF000
| GS |  | 03 | FLMA |  |  | RI | S01 | GS03FLMA-RIS01 | 03 | oxygen_dissolved_stable | DOSTA | D | 000 | 64" Sphere | 30 | GS03FLMA-RIS01-03-DOSTAD000
| GS |  | 03 | FLMA |  |  | RI | M01 | GS03FLMA-RIM01 | 02 | Velocity_profile_long_range | ADCPS | L | 003 | ADCP Float | 500 | GS03FLMA-RIM01-02-ADCPSL003
| GS |  | 03 | FLMA |  |  | RI | M01 | GS03FLMA-RIM01 | 02 | CTD_mooring | CTDMO | G | 040 | Fixed on Inductive Wire | 30 | GS03FLMA-RIM01-02-CTDMOG040
| GS |  | 03 | FLMA |  |  | RI | M01 | GS03FLMA-RIM01 | 02 | CTD_mooring | CTDMO | G | 041 | Fixed on Inductive Wire | 40 | GS03FLMA-RIM01-02-CTDMOG041
| GS |  | 03 | FLMA |  |  | RI | M01 | GS03FLMA-RIM01 | 02 | CTD_mooring | CTDMO | G | 042 | Fixed on Inductive Wire | 60 | GS03FLMA-RIM01-02-CTDMOG042
| GS |  | 03 | FLMA |  |  | RI | M01 | GS03FLMA-RIM01 | 02 | CTD_mooring | CTDMO | G | 043 | Fixed on Inductive Wire | 90 | GS03FLMA-RIM01-02-CTDMOG043
| GS |  | 03 | FLMA |  |  | RI | M01 | GS03FLMA-RIM01 | 02 | CTD_mooring | CTDMO | G | 044 | Fixed on Inductive Wire | 130 | GS03FLMA-RIM01-02-CTDMOG044
| GS |  | 03 | FLMA |  |  | RI | M01 | GS03FLMA-RIM01 | 02 | CTD_mooring | CTDMO | G | 045 | Fixed on Inductive Wire | 180 | GS03FLMA-RIM01-02-CTDMOG045
| GS |  | 03 | FLMA |  |  | RI | M01 | GS03FLMA-RIM01 | 02 | CTD_mooring | CTDMO | G | 046 | Fixed on Inductive Wire | 250 | GS03FLMA-RIM01-02-CTDMOG046
| GS |  | 03 | FLMA |  |  | RI | M01 | GS03FLMA-RIM01 | 02 | CTD_mooring | CTDMO | G | 047 | Fixed on Inductive Wire | 350 | GS03FLMA-RIM01-02-CTDMOG047
| GS |  | 03 | FLMA |  |  | RI | M01 | GS03FLMA-RIM01 | 02 | CTD_mooring | CTDMO | G | 048 | Fixed on Inductive Wire | 500 | GS03FLMA-RIM01-02-CTDMOG048
| GS |  | 03 | FLMA |  |  | RI | M01 | GS03FLMA-RIM01 | 02 | CTD_mooring | CTDMO | H | 049 | Fixed on Inductive Wire | 750 | GS03FLMA-RIM01-02-CTDMOH049
| GS |  | 03 | FLMA |  |  | RI | M01 | GS03FLMA-RIM01 | 02 | CTD_mooring | CTDMO | H | 050 | Fixed on Inductive Wire | 1000 | GS03FLMA-RIM01-02-CTDMOH050
| GS |  | 03 | FLMA |  |  | RI | M01 | GS03FLMA-RIM01 | 02 | CTD_mooring | CTDMO | H | 051 | Fixed on Inductive Wire | 1500 | GS03FLMA-RIM01-02-CTDMOH051
| GS |  | 03 | FLMA |  |  | RI | M01 | GS03FLMA-RIM01 | 00 | Main Controller | SIOEN | G | 000 | Load cage | 1510 | GS03FLMA-RIM01-00-SIOENG000
[11 empty] | Instrument Level | 18
| GS | Flanking B | 03 | FLMB | GS03FLMB | Subsurface Mooring B |  |  | GS03FLMB | [7 empty] | GS03FLMB
| GS |  | 03 | FLMB |  | Mooring Riser | RI | S01 | GS03FLMB-RIS01 | 00 | Secondary Controller | SIOEN | G | 000 | 64" Sphere | 30 | GS03FLMB-RIS01-00-SIOENG000
| GS |  | 03 | FLMB |  |  | RI | S01 | GS03FLMB-RIS01 | 05 | Fluorometer_three_wavelength | FLORT | D | 000 | 64" Sphere | 30 | GS03FLMB-RIS01-05-FLORTD000
| GS |  | 03 | FLMB |  |  | RI | S01 | GS03FLMB-RIS01 | 04 | pH_stable | PHSEN | F | 000 | 64" Sphere | 30 | GS03FLMB-RIS01-04-PHSENF000
| GS |  | 03 | FLMB |  |  | RI | S01 | GS03FLMB-RIS01 | 03 | oxygen_dissolved_stable | DOSTA | D | 000 | 64" Sphere | 30 | GS03FLMB-RIS01-03-DOSTAD000
| GS |  | 03 | FLMB |  |  | RI | M01 | GS03FLMB-RIM01 | 02 | Velocity_profile_long_range | ADCPS | L | 007 | ADCP Float | 500 | GS03FLMB-RIM01-02-ADCPSL007
| GS |  | 03 | FLMB |  |  | RI | M01 | GS03FLMB-RIM01 | 02 | CTD_mooring | CTDMO | G | 060 | Fixed on Inductive Wire | 30 | GS03FLMB-RIM01-02-CTDMOG060
| GS |  | 03 | FLMB |  |  | RI | M01 | GS03FLMB-RIM01 | 02 | CTD_mooring | CTDMO | G | 061 | Fixed on Inductive Wire | 40 | GS03FLMB-RIM01-02-CTDMOG061
| GS |  | 03 | FLMB |  |  | RI | M01 | GS03FLMB-RIM01 | 02 | CTD_mooring | CTDMO | G | 062 | Fixed on Inductive Wire | 60 | GS03FLMB-RIM01-02-CTDMOG062
| GS |  | 03 | FLMB |  |  | RI | M01 | GS03FLMB-RIM01 | 02 | CTD_mooring | CTDMO | G | 063 | Fixed on Inductive Wire | 90 | GS03FLMB-RIM01-02-CTDMOG063
| GS |  | 03 | FLMB |  |  | RI | M01 | GS03FLMB-RIM01 | 02 | CTD_mooring | CTDMO | G | 064 | Fixed on Inductive Wire | 130 | GS03FLMB-RIM01-02-CTDMOG064
| GS |  | 03 | FLMB |  |  | RI | M01 | GS03FLMB-RIM01 | 02 | CTD_mooring | CTDMO | G | 065 | Fixed on Inductive Wire | 180 | GS03FLMB-RIM01-02-CTDMOG065
| GS |  | 03 | FLMB |  |  | RI | M01 | GS03FLMB-RIM01 | 02 | CTD_mooring | CTDMO | G | 066 | Fixed on Inductive Wire | 250 | GS03FLMB-RIM01-02-CTDMOG066
| GS |  | 03 | FLMB |  |  | RI | M01 | GS03FLMB-RIM01 | 02 | CTD_mooring | CTDMO | G | 067 | Fixed on Inductive Wire | 350 | GS03FLMB-RIM01-02-CTDMOG067
| GS |  | 03 | FLMB |  |  | RI | M01 | GS03FLMB-RIM01 | 02 | CTD_mooring | CTDMO | G | 068 | Fixed on Inductive Wire | 500 | GS03FLMB-RIM01-02-CTDMOG068
| GS |  | 03 | FLMB |  |  | RI | M01 | GS03FLMB-RIM01 | 02 | CTD_mooring | CTDMO | H | 069 | Fixed on Inductive Wire | 750 | GS03FLMB-RIM01-02-CTDMOH069
| GS |  | 03 | FLMB |  |  | RI | M01 | GS03FLMB-RIM01 | 02 | CTD_mooring | CTDMO | H | 070 | Fixed on Inductive Wire | 1000 | GS03FLMB-RIM01-02-CTDMOH070
| GS |  | 03 | FLMB |  |  | RI | M01 | GS03FLMB-RIM01 | 02 | CTD_mooring | CTDMO | H | 071 | Fixed on Inductive Wire | 1500 | GS03FLMB-RIM01-02-CTDMOH071
| GS |  | 03 | FLMB |  |  | RI | M01 | GS03FLMB-RIM01 | 00 | Main Controller | SIOEN | G | 000 | Load cage | 1510 | GS03FLMB-RIM01-00-SIOENG000
[11 empty] | Instrument Level | 12
| GS | Mobile Assets | 05 | MOAS | GS05MOAS | Open Ocean Glider | GL | nnn | GS05MOAS-GLnnn | 01 | Fluorometer_two_wavelength | FLORD | M | 000 | Glider Science Bay | 1000 | GS05MOAS-GLnnn-01-FLORDM000
| GS |  | 05 | MOAS |  |  | GL | nnn | GS05MOAS-GLnnn | 02 | oxygen_dissolved_stable | DOSTA | M | 000 | Glider Science Bay | 1000 | GS05MOAS-GLnnn-02-DOSTAM000
| GS |  | 05 | MOAS |  |  | GL | nnn | GS05MOAS-GLnnn | 04 | CTD_glider | CTDGV | M | 000 | Glider Science Bay | 1000 | GS05MOAS-GLnnn-04-CTDGVM000
| GS |  | 05 | MOAS |  |  | GL | nnn | GS05MOAS-GLnnn | 00 | Controller | ENG00 | 0 | 000 | Glider Science Bay | 1000 | GS05MOAS-GLnnn-00-ENG000000
14
| GS |  | 05 | MOAS |  | Global Profiling Glider | PG | nnn | GS05MOAS-PGnnn | 01 | CTD_glider | CTDGV | M | 000 | Glider Science Bay | 200 | GS05MOAS-PGnnn-01-CTDGVM000
| GS |  | 05 | MOAS |  |  | PG | nnn | GS05MOAS-PGnnn | 02 | oxygen_dissolved_stable | DOSTA | M | 000 | Glider Science Bay | 200 | GS05MOAS-PGnnn-02-DOSTAM000
| GS |  | 05 | MOAS |  |  | PG | nnn | GS05MOAS-PGnnn | 03 | Fluorometer_three_wavelength | FLORT | M | 000 | Glider Science Bay | 200 | GS05MOAS-PGnnn-03-FLORTM000
| GS |  | 05 | MOAS |  |  | PG | nnn | GS05MOAS-PGnnn | 04 | Fluorometer_three_wavelength | FLORT | O | 000 | Glider Science Bay | 200 | GS05MOAS-PGnnn-04-FLORTO000
| GS |  | 05 | MOAS |  |  | PG | nnn | GS05MOAS-PGnnn | 05 | nutrient_Nitrate | NUTNR | M | 000 | Glider Science Bay | 200 | GS05MOAS-PGnnn-05-NUTNRM000
| GS |  | 05 | MOAS |  |  | PG | nnn | GS05MOAS-PGnnn | 06 | PAR | PARAD | M | 000 | Glider Science Bay | 200 | GS05MOAS-PGnnn-06-PARADM000
| GS |  | 05 | MOAS |  |  | PG | nnn | GS05MOAS-PGnnn | 00 | Controller | ENG00 | 0 | 000 | Glider Science Bay | 200 | GS05MOAS-PGnnn-00-ENG000000
NOTE: Each global array platform set nominally includes three Open Ocean Gliders and two Global Profiling Gliders.
The nnn in the nominal reference designators listed above is replaced by the three digit serial number for each of the physical gliders deployed.

## CGSN Argentine (GA)
Array | Array Code | Site (Description) | Site Prefix | Site Suffix | CGSN Site Name | Node Description | Node Code | Node Site Sequence | CGSN Node Name NEW | Port | Instrument Description | Instrument Class | Instrument Series | Insttruement Sequence # | Instrument Location | Depth/Height | OOI
| AA |  | ## | AAAA |  |  | AA | CCC |  | ## |  | CCCCC | A |  |  |  | AA##AAAA-AACCC-##-CCCCCA
[11 empty] | Total Sensor Count: | 125
[11 empty] | Instrument Level | 49
Argentine Basin (GA) | GA | Apex | 01 | SUMO | GA01SUMO | Global Surface Mooring |  |  | GA01SUMO | [7 empty] | GA01SUMO
| GA |  | 01 | SUMO |  | Surface Buoy | SB | C11 | GA01SUMO-SBC11 | 00 | CPM | CPMEN | G | 000 | Buoy Well | 0 | GA01SUMO-SBC11-00-CPMENG000
| GA |  | 01 | SUMO |  |  | SB | D11 | GA01SUMO-SBD11 | 00 | DCL 11 | DCLEN | G | 000 | Buoy Well | 0 | GA01SUMO-SBD11-00-DCLENG000
| GA |  | 01 | SUMO |  |  | SB | D12 | GA01SUMO-SBD12 | 00 | DCL 12 | DCLEN | G | 000 | Buoy Well | 0 | GA01SUMO-SBD12-00-DCLENG000
| GA |  | 01 | SUMO |  |  | SB | D11 | GA01SUMO-SBD11 | 01 | Motion Pack | MOPAK | 0 | 000 | Buoy Well, center of Mass | 0 | GA01SUMO-SBD11-01-MOPAK0000
| GA |  | 01 | SUMO |  |  | SB | D11 | GA01SUMO-SBD11 | 03 | Hydrogen Sensor | HYDGN | 0 | 000 | Buoy Well | 0 | GA01SUMO-SBD11-03-HYDGN0000
| GA |  | 01 | SUMO |  |  | SB | D11 | GA01SUMO-SBD11 | 04 | oxygen_dissolved_stable | DOSTA | D | 000 | Bottom of buoy | 1 | GA01SUMO-SBD11-04-DOSTAD000
| GA |  | 01 | SUMO |  |  | SB | D11 | GA01SUMO-SBD11 | 05 | spectral_irradiance | SPKIR | B | 000 | Buoy Tower | -5 | GA01SUMO-SBD11-05-SPKIRB000
| GA |  | 01 | SUMO |  |  | SB | D11 | GA01SUMO-SBD11 | 06 | Meteorology_bulk | METBK | A | 000 | Buoy Tower | -5 | GA01SUMO-SBD11-06-METBKA000
| GA |  | 01 | SUMO |  |  | SB | D11 | GA01SUMO-SBD11 | 08 | nutrient_Nitrate | NUTNR | B | 000 | Bottom of buoy | 1 | GA01SUMO-SBD11-08-NUTNRB000
| GA |  | 01 | SUMO |  |  | SB | D12 | GA01SUMO-SBD12 | 01 | attenuation_absorption_optical | OPTAA | D | 000 | Bottom of buoy | 1 | GA01SUMO-SBD12-01-OPTAAD000
| GA |  | 01 | SUMO |  |  | SB | D12 | GA01SUMO-SBD12 | 02 | Fluorometer_three_wavelength | FLORT | D | 000 | Bottom of buoy | 1 | GA01SUMO-SBD12-02-FLORTD000
| GA |  | 01 | SUMO |  |  | SB | D12 | GA01SUMO-SBD12 | 03 | Hydrogen Sensor | HYDGN | 0 | 000 | Buoy Well | 0 | GA01SUMO-SBD12-03-HYDGN0000
| GA |  | 01 | SUMO |  |  | SB | D12 | GA01SUMO-SBD12 | 04 | pCO2_air-sea | PCO2A | A | 000 | Instrument in well, probe in air and one in water | 0 | GA01SUMO-SBD12-04-PCO2AA000
| GA |  | 01 | SUMO |  |  | SB | D12 | GA01SUMO-SBD12 | 05 | wave_spectra_surface | WAVSS | A | 000 | Buoy Well, center of Mass | 0 | GA01SUMO-SBD12-05-WAVSSA000
| GA |  | 01 | SUMO |  |  | SB | D12 | GA01SUMO-SBD12 | 06 | Meteorology_bulk | METBK | A | 000 | Buoy Tower | -5 | GA01SUMO-SBD12-06-METBKA000
| GA |  | 01 | SUMO |  | Mooring Riser | RI | D16 | GA01SUMO-RID16 | 00 | DCL 16 | DCLEN | G | 000 | Near Surface Instrument Frame | 12 | GA01SUMO-RID16-00-DCLENG000
| GA |  | 01 | SUMO |  |  | RI | D16 | GA01SUMO-RID16 | 03 | CTD_bottom_pumped | CTDBP | F | 000 | Near Surface Instrument Frame | 12 | GA01SUMO-RID16-03-CTDBPF000
| GA |  | 01 | SUMO |  |  | RI | D16 | GA01SUMO-RID16 | 02 | Fluorometer_three_wavelength | FLORT | D | 000 | Near Surface Instrument Frame | 12 | GA01SUMO-RID16-02-FLORTD000
| GA |  | 01 | SUMO |  |  | RI | D16 | GA01SUMO-RID16 | 04 | Velocity_point | VELPT | A | 000 | Near Surface Instrument Frame | 12 | GA01SUMO-RID16-04-VELPTA000
| GA |  | 01 | SUMO |  |  | RI | D16 | GA01SUMO-RID16 | 01 | attenuation_absorption_optical | OPTAA | D | 000 | Near Surface Instrument Frame | 12 | GA01SUMO-RID16-01-OPTAAD000
| GA |  | 01 | SUMO |  |  | RI | D16 | GA01SUMO-RID16 | 06 | oxygen_dissolved_stable | DOSTA | D | 000 | Near Surface Instrument Frame | 12 | GA01SUMO-RID16-06-DOSTAD000
| GA |  | 01 | SUMO |  |  | RI | D16 | GA01SUMO-RID16 | 05 | pCO2_water | PCO2W | B | 000 | Near Surface Instrument Frame | 12 | GA01SUMO-RID16-05-PCO2WB000
| GA |  | 01 | SUMO |  |  | RI | D16 | GA01SUMO-RID16 | 07 | nutrient_Nitrate | NUTNR | B | 000 | Near Surface Instrument Frame | 12 | GA01SUMO-RID16-07-NUTNRB000
| GA |  | 01 | SUMO |  |  | RI | D16 | GA01SUMO-RID16 | 08 | spectral_irradiance | SPKIR | B | 000 | Near Surface Instrument Frame | 12 | GA01SUMO-RID16-08-SPKIRB000
| GA |  | 01 | SUMO |  |  | RI | I11 | GA01SUMO-RII11 | 02 | CTD_mooring | CTDMO | Q | 011 | Fixed on Inductive Wire | 20 | GA01SUMO-RII11-02-CTDMOQ011
| GA |  | 01 | SUMO |  |  | RI | I11 | GA01SUMO-RII11 | 02 | pH_stable | PHSEN | E | 041 | Fixed on Inductive Wire | 20 | GA01SUMO-RII11-02-PHSENE041
| GA |  | 01 | SUMO |  |  | RI | I11 | GA01SUMO-RII11 | 02 | CTD_bottom_pumped | CTDBP | P | 031 | Fixed on Inductive Wire | 40 | GA01SUMO-RII11-02-CTDBPP031
| GA |  | 01 | SUMO |  |  | RI | I11 | GA01SUMO-RII11 | 02 | oxygen_dissolved_stable | DOSTA | D | 031 | Fixed on Inductive Wire | 40 | GA01SUMO-RII11-02-DOSTAD031
| GA |  | 01 | SUMO |  |  | RI | I11 | GA01SUMO-RII11 | 02 | Fluorometer_two_wavelength | FLORD | G | 031 | Fixed on Inductive Wire | 40 | GA01SUMO-RII11-02-FLORDG031
| GA |  | 01 | SUMO |  |  | RI | I11 | GA01SUMO-RII11 | 02 | pCO2_water | PCO2W | C | 051 | Fixed on Inductive Wire | 40 | GA01SUMO-RII11-02-PCO2WC051
| GA |  | 01 | SUMO |  |  | RI | I11 | GA01SUMO-RII11 | 02 | CTD_mooring | CTDMO | Q | 012 | Fixed on Inductive Wire | 60 | GA01SUMO-RII11-02-CTDMOQ012
| GA |  | 01 | SUMO |  |  | RI | I11 | GA01SUMO-RII11 | 02 | CTD_bottom_pumped | CTDBP | P | 032 | Fixed on Inductive Wire | 80 | GA01SUMO-RII11-02-CTDBPP032
| GA |  | 01 | SUMO |  |  | RI | I11 | GA01SUMO-RII11 | 02 | oxygen_dissolved_stable | DOSTA | D | 032 | Fixed on Inductive Wire | 80 | GA01SUMO-RII11-02-DOSTAD032
| GA |  | 01 | SUMO |  |  | RI | I11 | GA01SUMO-RII11 | 02 | Fluorometer_two_wavelength | FLORD | G | 032 | Fixed on Inductive Wire | 80 | GA01SUMO-RII11-02-FLORDG032
| GA |  | 01 | SUMO |  |  | RI | I11 | GA01SUMO-RII11 | 02 | pCO2_water | PCO2W | C | 052 | Fixed on Inductive Wire | 80 | GA01SUMO-RII11-02-PCO2WC052
| GA |  | 01 | SUMO |  |  | RI | I11 | GA01SUMO-RII11 | 02 | CTD_mooring | CTDMO | Q | 013 | Fixed on Inductive Wire | 100 | GA01SUMO-RII11-02-CTDMOQ013
| GA |  | 01 | SUMO |  |  | RI | I11 | GA01SUMO-RII11 | 02 | pH_stable | PHSEN | E | 042 | Fixed on Inductive Wire | 100 | GA01SUMO-RII11-02-PHSENE042
| GA |  | 01 | SUMO |  |  | RI | I11 | GA01SUMO-RII11 | 02 | CTD_bottom_pumped | CTDBP | P | 033 | Fixed on Inductive Wire | 130 | GA01SUMO-RII11-02-CTDBPP033
| GA |  | 01 | SUMO |  |  | RI | I11 | GA01SUMO-RII11 | 02 | oxygen_dissolved_stable | DOSTA | D | 033 | Fixed on Inductive Wire | 130 | GA01SUMO-RII11-02-DOSTAD033
| GA |  | 01 | SUMO |  |  | RI | I11 | GA01SUMO-RII11 | 02 | Fluorometer_two_wavelength | FLORD | G | 033 | Fixed on Inductive Wire | 130 | GA01SUMO-RII11-02-FLORDG033
| GA |  | 01 | SUMO |  |  | RI | I11 | GA01SUMO-RII11 | 02 | pCO2_water | PCO2W | C | 053 | Fixed on Inductive Wire | 130 | GA01SUMO-RII11-02-PCO2WC053
| GA |  | 01 | SUMO |  |  | RI | I11 | GA01SUMO-RII11 | 02 | CTD_mooring | CTDMO | Q | 014 | Fixed on Inductive Wire | 180 | GA01SUMO-RII11-02-CTDMOQ014
| GA |  | 01 | SUMO |  |  | RI | I11 | GA01SUMO-RII11 | 02 | CTD_mooring | CTDMO | Q | 015 | Fixed on Inductive Wire | 250 | GA01SUMO-RII11-02-CTDMOQ015
| GA |  | 01 | SUMO |  |  | RI | I11 | GA01SUMO-RII11 | 02 | CTD_mooring | CTDMO | Q | 016 | Fixed on Inductive Wire | 350 | GA01SUMO-RII11-02-CTDMOQ016
| GA |  | 01 | SUMO |  |  | RI | I11 | GA01SUMO-RII11 | 02 | Velocity_profile_long_range | ADCPS | N | 010 | Instrument Frame | 500 | GA01SUMO-RII11-02-ADCPSN010
| GA |  | 01 | SUMO |  |  | RI | I11 | GA01SUMO-RII11 | 02 | CTD_mooring | CTDMO | Q | 017 | Fixed on Inductive Wire | 500 | GA01SUMO-RII11-02-CTDMOQ017
| GA |  | 01 | SUMO |  |  | RI | I11 | GA01SUMO-RII11 | 02 | CTD_mooring | CTDMO | R | 018 | Fixed on Inductive Wire | 750 | GA01SUMO-RII11-02-CTDMOR018
| GA |  | 01 | SUMO |  |  | RI | I11 | GA01SUMO-RII11 | 02 | CTD_mooring | CTDMO | R | 019 | Fixed on Inductive Wire | 1000 | GA01SUMO-RII11-02-CTDMOR019
| GA |  | 01 | SUMO |  |  | RI | I11 | GA01SUMO-RII11 | 02 | CTD_mooring | CTDMO | R | 020 | Fixed on Inductive Wire | 1500 | GA01SUMO-RII11-02-CTDMOR020
NOTE: In the first deployment of GI01SUMO, and only the first (Mar 2015), the following two instruments were included in place of the CTDBPs installed in later deployments.
| GA |  | 01 | SUMO |  |  | RI | I11 | GA01SUMO-RII11 | 02 | CTD_mooring | CTDMO | Q | 031 | Fixed on Inductive Wire | 40 | GA01SUMO-RII11-02-CTDMOQ031
| GA |  | 01 | SUMO |  |  | RI | I11 | GA01SUMO-RII11 | 02 | CTD_mooring | CTDMO | Q | 033 | Fixed on Inductive Wire | 130 | GA01SUMO-RII11-02-CTDMOQ033
[11 empty] | Instrument Level | 14
| GA | Apex | 02 | HYPM | GA02HYPM | Global Profiler Mooring |  |  | GA02HYPM | [7 empty] | GA02HYPM
| GA |  | 02 | HYPM |  | Wire-Following Profiler 1 | WF | P02 | GA02HYPM-WFP02 | 00 | WFP Controller | WFPEN | G | 000 | Wire Following Profiler Body | 2573 | GA02HYPM-WFP02-00-WFPENG000
| GA |  | 02 | HYPM |  |  | WF | P02 | GA02HYPM-WFP02 | 01 | Fluorometer_two_wavelength | FLORD | L | 000 | Wire Following Profiler Body | 2573 | GA02HYPM-WFP02-01-FLORDL000
| GA |  | 02 | HYPM |  |  | WF | P02 | GA02HYPM-WFP02 | 03 | oxygen_dissolved_stable | DOSTA | L | 000 | Wire Following Profiler Body | 2573 | GA02HYPM-WFP02-03-DOSTAL000
| GA |  | 02 | HYPM |  |  | WF | P02 | GA02HYPM-WFP02 | 04 | CTD_profiler | CTDPF | L | 000 | Wire Following Profiler Body | 2573 | GA02HYPM-WFP02-04-CTDPFL000
| GA |  | 02 | HYPM |  |  | WF | P02 | GA02HYPM-WFP02 | 05 | Velocity_point_3D_turb | VEL3D | L | 000 | Wire Following Profiler Body | 2573 | GA02HYPM-WFP02-05-VEL3DL000
| GA |  | 02 | HYPM |  | Wire-Following Profiler 2 | WF | P03 | GA02HYPM-WFP03 | 00 | WFP Controller | WFPEN | G | 000 | Wire Following Profiler Body | 5023 | GA02HYPM-WFP03-00-WFPENG000
| GA |  | 02 | HYPM |  |  | WF | P03 | GA02HYPM-WFP03 | 01 | Fluorometer_two_wavelength | FLORD | L | 000 | Wire Following Profiler Body | 5023 | GA02HYPM-WFP03-01-FLORDL000
| GA |  | 02 | HYPM |  |  | WF | P03 | GA02HYPM-WFP03 | 03 | oxygen_dissolved_stable | DOSTA | L | 000 | Wire Following Profiler Body | 5023 | GA02HYPM-WFP03-03-DOSTAL000
| GA |  | 02 | HYPM |  |  | WF | P03 | GA02HYPM-WFP03 | 04 | CTD_profiler | CTDPF | L | 000 | Wire Following Profiler Body | 5023 | GA02HYPM-WFP03-04-CTDPFL000
| GA |  | 02 | HYPM |  |  | WF | P03 | GA02HYPM-WFP03 | 05 | Velocity_point_3D_turb | VEL3D | L | 000 | Wire Following Profiler Body | 5023 | GA02HYPM-WFP03-05-VEL3DL000
| GA |  | 02 | HYPM |  | Mid-water Platform | MP | M01 | GA02HYPM-MPM01 | 02 | plankton_ZP_sonar_global | ZPLSG | A | 009 | 64" Sphere | 150 | GA02HYPM-MPM01-02-ZPLSGA009
| GA |  | 02 | HYPM |  |  | MP | M01 | GA02HYPM-MPM01 | 02 | plankton_ZP_sonar_global | ZPLSG | A | 010 | 64" Sphere | 150 | GA02HYPM-MPM01-02-ZPLSGA010
| GA |  | 02 | HYPM |  | Mooring Riser | RI | M01 | GA02HYPM-RIM01 | 02 | CTD_mooring | CTDMO | G | 039 | Fixed on Inductive Wire | 164 | GA02HYPM-RIM01-02-CTDMOG039
| GA |  | 02 | HYPM |  |  | RI | M01 | GA02HYPM-RIM01 | 00 | Main Controller | SIOEN | G | 000 | Load cage | 5034 | GA02HYPM-RIM01-00-SIOENG000
[11 empty] | Instrument Level | 18
| GA | Flanking A | 03 | FLMA | GA03FLMA | Subsurface Mooring A |  |  | GA03FLMA | [7 empty] | GA03FLMA
| GA |  | 03 | FLMA |  | Mooring Riser | RI | S01 | GA03FLMA-RIS01 | 00 | Secondary Controller | SIOEN | G | 000 | 64" Sphere |  | GA03FLMA-RIS01-00-SIOENG000
| GA |  | 03 | FLMA |  |  | RI | S01 | GA03FLMA-RIS01 | 05 | Fluorometer_three_wavelength | FLORT | D | 000 | 64" Sphere | 30 | GA03FLMA-RIS01-05-FLORTD000
| GA |  | 03 | FLMA |  |  | RI | S01 | GA03FLMA-RIS01 | 04 | pH_stable | PHSEN | F | 000 | 64" Sphere | 30 | GA03FLMA-RIS01-04-PHSENF000
| GA |  | 03 | FLMA |  |  | RI | S01 | GA03FLMA-RIS01 | 03 | oxygen_dissolved_stable | DOSTA | D | 000 | 64" Sphere | 30 | GA03FLMA-RIS01-03-DOSTAD000
| GA |  | 03 | FLMA |  |  | RI | M01 | GA03FLMA-RIM01 | 02 | Velocity_profile_long_range | ADCPS | L | 003 | ADCP Float | 500 | GA03FLMA-RIM01-02-ADCPSL003
| GA |  | 03 | FLMA |  |  | RI | M01 | GA03FLMA-RIM01 | 02 | CTD_mooring | CTDMO | G | 040 | Fixed on Inductive Wire | 30 | GA03FLMA-RIM01-02-CTDMOG040
| GA |  | 03 | FLMA |  |  | RI | M01 | GA03FLMA-RIM01 | 02 | CTD_mooring | CTDMO | G | 041 | Fixed on Inductive Wire | 40 | GA03FLMA-RIM01-02-CTDMOG041
| GA |  | 03 | FLMA |  |  | RI | M01 | GA03FLMA-RIM01 | 02 | CTD_mooring | CTDMO | G | 042 | Fixed on Inductive Wire | 60 | GA03FLMA-RIM01-02-CTDMOG042
| GA |  | 03 | FLMA |  |  | RI | M01 | GA03FLMA-RIM01 | 02 | CTD_mooring | CTDMO | G | 043 | Fixed on Inductive Wire | 90 | GA03FLMA-RIM01-02-CTDMOG043
| GA |  | 03 | FLMA |  |  | RI | M01 | GA03FLMA-RIM01 | 02 | CTD_mooring | CTDMO | G | 044 | Fixed on Inductive Wire | 130 | GA03FLMA-RIM01-02-CTDMOG044
| GA |  | 03 | FLMA |  |  | RI | M01 | GA03FLMA-RIM01 | 02 | CTD_mooring | CTDMO | G | 045 | Fixed on Inductive Wire | 180 | GA03FLMA-RIM01-02-CTDMOG045
| GA |  | 03 | FLMA |  |  | RI | M01 | GA03FLMA-RIM01 | 02 | CTD_mooring | CTDMO | G | 046 | Fixed on Inductive Wire | 250 | GA03FLMA-RIM01-02-CTDMOG046
| GA |  | 03 | FLMA |  |  | RI | M01 | GA03FLMA-RIM01 | 02 | CTD_mooring | CTDMO | G | 047 | Fixed on Inductive Wire | 350 | GA03FLMA-RIM01-02-CTDMOG047
| GA |  | 03 | FLMA |  |  | RI | M01 | GA03FLMA-RIM01 | 02 | CTD_mooring | CTDMO | G | 048 | Fixed on Inductive Wire | 500 | GA03FLMA-RIM01-02-CTDMOG048
| GA |  | 03 | FLMA |  |  | RI | M01 | GA03FLMA-RIM01 | 02 | CTD_mooring | CTDMO | H | 049 | Fixed on Inductive Wire | 750 | GA03FLMA-RIM01-02-CTDMOH049
| GA |  | 03 | FLMA |  |  | RI | M01 | GA03FLMA-RIM01 | 02 | CTD_mooring | CTDMO | H | 050 | Fixed on Inductive Wire | 1000 | GA03FLMA-RIM01-02-CTDMOH050
| GA |  | 03 | FLMA |  |  | RI | M01 | GA03FLMA-RIM01 | 02 | CTD_mooring | CTDMO | H | 051 | Fixed on Inductive Wire | 1500 | GA03FLMA-RIM01-02-CTDMOH051
| GA |  | 03 | FLMA |  |  | RI | M01 | GA03FLMA-RIM01 | 00 | Main Controller | SIOEN | G | 000 | Load cage | 1510 | GA03FLMA-RIM01-00-SIOENG000
[11 empty] | Instrument Level | 18
| GA | Flanking B | 03 | FLMB | GA03FLMB | Subsurface Mooring B |  |  | GA03FLMB | [7 empty] | GA03FLMB
| GA |  | 03 | FLMB |  | Mooring Riser | RI | S01 | GA03FLMB-RIS01 | 00 | Secondary Controller | SIOEN | G | 000 | 64" Sphere | 30 | GA03FLMB-RIS01-00-SIOENG000
| GA |  | 03 | FLMB |  |  | RI | S01 | GA03FLMB-RIS01 | 05 | Fluorometer_three_wavelength | FLORT | D | 000 | 64" Sphere | 30 | GA03FLMB-RIS01-05-FLORTD000
| GA |  | 03 | FLMB |  |  | RI | S01 | GA03FLMB-RIS01 | 04 | pH_stable | PHSEN | F | 000 | 64" Sphere | 30 | GA03FLMB-RIS01-04-PHSENF000
| GA |  | 03 | FLMB |  |  | RI | S01 | GA03FLMB-RIS01 | 03 | oxygen_dissolved_stable | DOSTA | D | 000 | 64" Sphere | 30 | GA03FLMB-RIS01-03-DOSTAD000
| GA |  | 03 | FLMB |  |  | RI | M01 | GA03FLMB-RIM01 | 02 | Velocity_profile_long_range | ADCPS | L | 007 | ADCP Float | 500 | GA03FLMB-RIM01-02-ADCPSL007
| GA |  | 03 | FLMB |  |  | RI | M01 | GA03FLMB-RIM01 | 02 | CTD_mooring | CTDMO | G | 060 | Fixed on Inductive Wire | 30 | GA03FLMB-RIM01-02-CTDMOG060
| GA |  | 03 | FLMB |  |  | RI | M01 | GA03FLMB-RIM01 | 02 | CTD_mooring | CTDMO | G | 061 | Fixed on Inductive Wire | 40 | GA03FLMB-RIM01-02-CTDMOG061
| GA |  | 03 | FLMB |  |  | RI | M01 | GA03FLMB-RIM01 | 02 | CTD_mooring | CTDMO | G | 062 | Fixed on Inductive Wire | 60 | GA03FLMB-RIM01-02-CTDMOG062
| GA |  | 03 | FLMB |  |  | RI | M01 | GA03FLMB-RIM01 | 02 | CTD_mooring | CTDMO | G | 063 | Fixed on Inductive Wire | 90 | GA03FLMB-RIM01-02-CTDMOG063
| GA |  | 03 | FLMB |  |  | RI | M01 | GA03FLMB-RIM01 | 02 | CTD_mooring | CTDMO | G | 064 | Fixed on Inductive Wire | 130 | GA03FLMB-RIM01-02-CTDMOG064
| GA |  | 03 | FLMB |  |  | RI | M01 | GA03FLMB-RIM01 | 02 | CTD_mooring | CTDMO | G | 065 | Fixed on Inductive Wire | 180 | GA03FLMB-RIM01-02-CTDMOG065
| GA |  | 03 | FLMB |  |  | RI | M01 | GA03FLMB-RIM01 | 02 | CTD_mooring | CTDMO | G | 066 | Fixed on Inductive Wire | 250 | GA03FLMB-RIM01-02-CTDMOG066
| GA |  | 03 | FLMB |  |  | RI | M01 | GA03FLMB-RIM01 | 02 | CTD_mooring | CTDMO | G | 067 | Fixed on Inductive Wire | 350 | GA03FLMB-RIM01-02-CTDMOG067
| GA |  | 03 | FLMB |  |  | RI | M01 | GA03FLMB-RIM01 | 02 | CTD_mooring | CTDMO | G | 068 | Fixed on Inductive Wire | 500 | GA03FLMB-RIM01-02-CTDMOG068
| GA |  | 03 | FLMB |  |  | RI | M01 | GA03FLMB-RIM01 | 02 | CTD_mooring | CTDMO | H | 069 | Fixed on Inductive Wire | 750 | GA03FLMB-RIM01-02-CTDMOH069
| GA |  | 03 | FLMB |  |  | RI | M01 | GA03FLMB-RIM01 | 02 | CTD_mooring | CTDMO | H | 070 | Fixed on Inductive Wire | 1000 | GA03FLMB-RIM01-02-CTDMOH070
| GA |  | 03 | FLMB |  |  | RI | M01 | GA03FLMB-RIM01 | 02 | CTD_mooring | CTDMO | H | 071 | Fixed on Inductive Wire | 1500 | GA03FLMB-RIM01-02-CTDMOH071
| GA |  | 03 | FLMB |  |  | RI | M01 | GA03FLMB-RIM01 | 00 | Main Controller | SIOEN | G | 000 | Load cage | 1500 | GA03FLMB-RIM01-00-SIOENG000
[11 empty] | Instrument Level | 12
| GA | Mobile Assets | 05 | MOAS | GA05MOAS | Open Ocean Glider | GL | nnn | GA05MOASGLnnn | 01 | Fluorometer_two_wavelength | FLORD | M | 000 | Glider Science Bay | 1000 | GA05MOAS-GLnnn-01-FLORDM000
| GA |  | 05 | MOAS |  |  | GL | nnn | GA05MOAS-GLnnn | 02 | oxygen_dissolved_stable | DOSTA | M | 000 | Glider Science Bay | 1000 | GA05MOAS-GLnnn-02-DOSTAM000
| GA |  | 05 | MOAS |  |  | GL | nnn | GA05MOAS-GLnnn | 04 | CTD_glider | CTDGV | M | 000 | Glider Science Bay | 1000 | GA05MOAS-GLnnn-04-CTDGVM000
| GA |  | 05 | MOAS |  |  | GL | nnn | GA05MOAS-GLnnn | 00 | Controller | ENG00 | 0 | 000 | Glider Science Bay | 1000 | GA05MOAS-GLnnn-00-ENG000000
14
| GA |  | 05 | MOAS |  | Global Profiling Glider | PG | nnn | GA05MOAS-PGnnn | 01 | CTD_glider | CTDGV | M | 000 | Glider Science Bay | 200 | GA05MOAS-PGnnn-01-CTDGVM000
| GA |  | 05 | MOAS |  |  | PG | nnn | GA05MOAS-PGnnn | 02 | oxygen_dissolved_stable | DOSTA | M | 000 | Glider Science Bay | 200 | GA05MOAS-PGnnn-02-DOSTAM000
| GA |  | 05 | MOAS |  |  | PG | nnn | GA05MOAS-PGnnn | 03 | Fluorometer_three_wavelength | FLORT | M | 000 | Glider Science Bay | 200 | GA05MOAS-PGnnn-03-FLORTM000
| GA |  | 05 | MOAS |  |  | PG | nnn | GA05MOAS-PGnnn | 04 | Fluorometer_three_wavelength | FLORT | O | 000 | Glider Science Bay | 200 | GA05MOAS-PGnnn-04-FLORTO000
| GA |  | 05 | MOAS |  |  | PG | nnn | GA05MOAS-PGnnn | 05 | nutrient_Nitrate | NUTNR | M | 000 | Glider Science Bay | 200 | GA05MOAS-PGnnn-05-NUTNRM000
| GA |  | 05 | MOAS |  |  | PG | nnn | GA05MOAS-PGnnn | 06 | PAR | PARAD | M | 000 | Glider Science Bay | 200 | GA05MOAS-PGnnn-06-PARADM000
| GA |  | 05 | MOAS |  |  | PG | nnn | GA05MOAS-PGnnn | 00 | Controller | ENG00 | 0 | 000 | Glider Science Bay | 200 | GA05MOAS-PGnnn-00-ENG000000
NOTE: Each global array platform set nominally includes three Open Ocean Gliders and two Global Profiling Gliders.
The nnn in the nominal reference designators listed above is replaced by the three digit serial number for each of the physical gliders deployed.

## CGSN Irminger (GI)
Array | Array Code | Site (Description) | Site Prefix | Site Suffix | CGSN Site Name | Node Description | Node Code | Node Site Sequence | CGSN Node Name NEW | Port | Instrument Description | Instrument Class | Instrument Series | Insttruement Sequence # | Instrument Location | Depth/Height | OOI
| AA |  | ## | AAAA |  |  | AA | CCC |  | ## |  | CCCCC | A |  |  |  | AA##AAAA-AACCC-##-CCCCCA
[11 empty] | Total Sensor Count: | 137
[11 empty] | Instrument Level | 50
Irminger Sea (GI) | GI | Apex | 01 | SUMO | GI01SUMO | Global Surface Mooring |  |  | GI01SUMO | [7 empty] | GI01SUMO
| GI |  | 01 | SUMO |  | Surface Buoy | SB | C11 | GI01SUMO-SBC11 | 00 | CPM | CPMEN | G | 000 | Buoy Well | 0 | GI01SUMO-SBC11-00-CPMENG000
| GI |  | 01 | SUMO |  |  | SB | D11 | GI01SUMO-SBD11 | 00 | DCL 11 | DCLEN | G | 000 | Buoy Well | 0 | GI01SUMO-SBD11-00-DCLENG000
| GI |  | 01 | SUMO |  |  | SB | D12 | GI01SUMO-SBD12 | 00 | DCL 12 | DCLEN | G | 000 | Buoy Well | 0 | GI01SUMO-SBD12-00-DCLENG000
| GI |  | 01 | SUMO |  |  | SB | D11 | GI01SUMO-SBD11 | 01 | Motion Pack | MOPAK | 0 | 000 | Buoy Well, center of Mass | 0 | GI01SUMO-SBD11-01-MOPAK0000
| GI |  | 01 | SUMO |  |  | SB | D11 | GI01SUMO-SBD11 | 03 | Hydrogen Sensor | HYDGN | 0 | 000 | Buoy Well | 0 | GI01SUMO-SBD11-03-HYDGN0000
| GI |  | 01 | SUMO |  |  | SB | D11 | GI01SUMO-SBD11 | 04 | oxygen_dissolved_stable | DOSTA | D | 000 | Bottom of buoy | 1 | GI01SUMO-SBD11-04-DOSTAD000
| GI |  | 01 | SUMO |  |  | SB | D11 | GI01SUMO-SBD11 | 05 | spectral_irradiance | SPKIR | B | 000 | Buoy Tower | -5 | GI01SUMO-SBD11-05-SPKIRB000
| GI |  | 01 | SUMO |  |  | SB | D11 | GI01SUMO-SBD11 | 06 | Meteorology_bulk | METBK | A | 000 | Buoy Tower | -5 | GI01SUMO-SBD11-06-METBKA000
| GI |  | 01 | SUMO |  |  | SB | D11 | GI01SUMO-SBD11 | 08 | nutrient_Nitrate | NUTNR | B | 000 | Bottom of buoy | 1 | GI01SUMO-SBD11-08-NUTNRB000
| GI |  | 01 | SUMO |  |  | SB | D12 | GI01SUMO-SBD12 | 01 | attenuation_absorption_optical | OPTAA | D | 000 | Bottom of buoy | 1 | GI01SUMO-SBD12-01-OPTAAD000
| GI |  | 01 | SUMO |  |  | SB | D12 | GI01SUMO-SBD12 | 02 | Fluorometer_three_wavelength | FLORT | D | 000 | Bottom of buoy | 1 | GI01SUMO-SBD12-02-FLORTD000
| GI |  | 01 | SUMO |  |  | SB | D12 | GI01SUMO-SBD12 | 03 | Hydrogen Sensor | HYDGN | 0 | 000 | Buoy Well | 0 | GI01SUMO-SBD12-03-HYDGN0000
| GI |  | 01 | SUMO |  |  | SB | D12 | GI01SUMO-SBD12 | 04 | pCO2_air-sea | PCO2A | A | 000 | Instrument in well, probe in air and one in water | 0 | GI01SUMO-SBD12-04-PCO2AA000
| GI |  | 01 | SUMO |  |  | SB | D12 | GI01SUMO-SBD12 | 05 | wave_spectra_surface | WAVSS | A | 000 | Buoy Well, center of Mass | 0 | GI01SUMO-SBD12-05-WAVSSA000
| GI |  | 01 | SUMO |  |  | SB | D12 | GI01SUMO-SBD12 | 06 | Meteorology_bulk | METBK | A | 000 | Buoy Tower | -5 | GI01SUMO-SBD12-06-METBKA000
| GI |  | 01 | SUMO |  |  | SB | D12 | GI01SUMO-SBD12 | 08 | flux_direct_cov_HP | FDCHP | A | 000 | Buoy Tower | -5 | GI01SUMO-SBD12-08-FDCHPA000
| GI |  | 01 | SUMO |  | Mooring Riser | RI | D16 | GI01SUMO-RID16 | 00 | DCL 16 | DCLEN | G | 000 | Near Surface Instrument Frame | 12 | GI01SUMO-RID16-00-DCLENG000
| GI |  | 01 | SUMO |  |  | RI | D16 | GI01SUMO-RID16 | 03 | CTD_bottom_pumped | CTDBP | F | 000 | Near Surface Instrument Frame | 12 | GI01SUMO-RID16-03-CTDBPF000
| GI |  | 01 | SUMO |  |  | RI | D16 | GI01SUMO-RID16 | 02 | Fluorometer_three_wavelength | FLORT | D | 000 | Near Surface Instrument Frame | 12 | GI01SUMO-RID16-02-FLORTD000
| GI |  | 01 | SUMO |  |  | RI | D16 | GI01SUMO-RID16 | 04 | Velocity_point | VELPT | A | 000 | Near Surface Instrument Frame | 12 | GI01SUMO-RID16-04-VELPTA000
| GI |  | 01 | SUMO |  |  | RI | D16 | GI01SUMO-RID16 | 01 | attenuation_absorption_optical | OPTAA | D | 000 | Near Surface Instrument Frame | 12 | GI01SUMO-RID16-01-OPTAAD000
| GI |  | 01 | SUMO |  |  | RI | D16 | GI01SUMO-RID16 | 06 | oxygen_dissolved_stable | DOSTA | D | 000 | Near Surface Instrument Frame | 12 | GI01SUMO-RID16-06-DOSTAD000
| GI |  | 01 | SUMO |  |  | RI | D16 | GI01SUMO-RID16 | 05 | pCO2_water | PCO2W | B | 000 | Near Surface Instrument Frame | 12 | GI01SUMO-RID16-05-PCO2WB000
| GI |  | 01 | SUMO |  |  | RI | D16 | GI01SUMO-RID16 | 07 | nutrient_Nitrate | NUTNR | B | 000 | Near Surface Instrument Frame | 12 | GI01SUMO-RID16-07-NUTNRB000
| GI |  | 01 | SUMO |  |  | RI | D16 | GI01SUMO-RID16 | 08 | spectral_irradiance | SPKIR | B | 000 | Near Surface Instrument Frame | 12 | GI01SUMO-RID16-08-SPKIRB000
| GI |  | 01 | SUMO |  |  | RI | I11 | GI01SUMO-RII11 | 02 | CTD_mooring | CTDMO | Q | 011 | Fixed on Inductive Wire | 20 | GI01SUMO-RII11-02-CTDMOQ011
| GI |  | 01 | SUMO |  |  | RI | I11 | GI01SUMO-RII11 | 02 | pH_stable | PHSEN | E | 041 | Fixed on Inductive Wire | 20 | GI01SUMO-RII11-02-PHSENE041
| GI |  | 01 | SUMO |  |  | RI | I11 | GI01SUMO-RII11 | 02 | CTD_bottom_pumped | CTDBP | P | 031 | Fixed on Inductive Wire | 40 | GI01SUMO-RII11-02-CTDBPP031
| GI |  | 01 | SUMO |  |  | RI | I11 | GI01SUMO-RII11 | 02 | oxygen_dissolved_stable | DOSTA | D | 031 | Fixed on Inductive Wire | 40 | GI01SUMO-RII11-02-DOSTAD031
| GI |  | 01 | SUMO |  |  | RI | I11 | GI01SUMO-RII11 | 02 | Fluorometer_two_wavelength | FLORD | G | 031 | Fixed on Inductive Wire | 40 | GI01SUMO-RII11-02-FLORDG031
| GI |  | 01 | SUMO |  |  | RI | I11 | GI01SUMO-RII11 | 02 | pCO2_water | PCO2W | C | 051 | Fixed on Inductive Wire | 40 | GI01SUMO-RII11-02-PCO2WC051
| GI |  | 01 | SUMO |  |  | RI | I11 | GI01SUMO-RII11 | 02 | CTD_mooring | CTDMO | Q | 012 | Fixed on Inductive Wire | 60 | GI01SUMO-RII11-02-CTDMOQ012
| GI |  | 01 | SUMO |  |  | RI | I11 | GI01SUMO-RII11 | 02 | CTD_bottom_pumped | CTDBP | P | 032 | Fixed on Inductive Wire | 80 | GI01SUMO-RII11-02-CTDBPP032
| GI |  | 01 | SUMO |  |  | RI | I11 | GI01SUMO-RII11 | 02 | oxygen_dissolved_stable | DOSTA | D | 032 | Fixed on Inductive Wire | 80 | GI01SUMO-RII11-02-DOSTAD032
| GI |  | 01 | SUMO |  |  | RI | I11 | GI01SUMO-RII11 | 02 | Fluorometer_two_wavelength | FLORD | G | 032 | Fixed on Inductive Wire | 80 | GI01SUMO-RII11-02-FLORDG032
| GI |  | 01 | SUMO |  |  | RI | I11 | GI01SUMO-RII11 | 02 | pCO2_water | PCO2W | C | 052 | Fixed on Inductive Wire | 80 | GI01SUMO-RII11-02-PCO2WC052
| GI |  | 01 | SUMO |  |  | RI | I11 | GI01SUMO-RII11 | 02 | CTD_mooring | CTDMO | Q | 013 | Fixed on Inductive Wire | 100 | GI01SUMO-RII11-02-CTDMOQ013
| GI |  | 01 | SUMO |  |  | RI | I11 | GI01SUMO-RII11 | 02 | pH_stable | PHSEN | E | 042 | Fixed on Inductive Wire | 100 | GI01SUMO-RII11-02-PHSENE042
| GI |  | 01 | SUMO |  |  | RI | I11 | GI01SUMO-RII11 | 02 | CTD_bottom_pumped | CTDBP | P | 033 | Fixed on Inductive Wire | 130 | GI01SUMO-RII11-02-CTDBPP033
| GI |  | 01 | SUMO |  |  | RI | I11 | GI01SUMO-RII11 | 02 | oxygen_dissolved_stable | DOSTA | D | 033 | Fixed on Inductive Wire | 130 | GI01SUMO-RII11-02-DOSTAD033
| GI |  | 01 | SUMO |  |  | RI | I11 | GI01SUMO-RII11 | 02 | Fluorometer_two_wavelength | FLORD | G | 033 | Fixed on Inductive Wire | 130 | GI01SUMO-RII11-02-FLORDG033
| GI |  | 01 | SUMO |  |  | RI | I11 | GI01SUMO-RII11 | 02 | pCO2_water | PCO2W | C | 053 | Fixed on Inductive Wire | 130 | GI01SUMO-RII11-02-PCO2WC053
| GI |  | 01 | SUMO |  |  | RI | I11 | GI01SUMO-RII11 | 02 | CTD_mooring | CTDMO | Q | 014 | Fixed on Inductive Wire | 180 | GI01SUMO-RII11-02-CTDMOQ014
| GI |  | 01 | SUMO |  |  | RI | I11 | GI01SUMO-RII11 | 02 | CTD_mooring | CTDMO | Q | 015 | Fixed on Inductive Wire | 250 | GI01SUMO-RII11-02-CTDMOQ015
| GI |  | 01 | SUMO |  |  | RI | I11 | GI01SUMO-RII11 | 02 | CTD_mooring | CTDMO | Q | 016 | Fixed on Inductive Wire | 350 | GI01SUMO-RII11-02-CTDMOQ016
| GI |  | 01 | SUMO |  |  | RI | I11 | GI01SUMO-RII11 | 02 | Velocity_profile_long_range | ADCPS | N | 010 | Instrument Frame | 500 | GI01SUMO-RII11-02-ADCPSN010
| GI |  | 01 | SUMO |  |  | RI | I11 | GI01SUMO-RII11 | 02 | CTD_mooring | CTDMO | Q | 017 | Fixed on Inductive Wire | 500 | GI01SUMO-RII11-02-CTDMOQ017
| GI |  | 01 | SUMO |  |  | RI | I11 | GI01SUMO-RII11 | 02 | CTD_mooring | CTDMO | R | 018 | Fixed on Inductive Wire | 750 | GI01SUMO-RII11-02-CTDMOR018
| GI |  | 01 | SUMO |  |  | RI | I11 | GI01SUMO-RII11 | 02 | CTD_mooring | CTDMO | R | 019 | Fixed on Inductive Wire | 1000 | GI01SUMO-RII11-02-CTDMOR019
| GI |  | 01 | SUMO |  |  | RI | I11 | GI01SUMO-RII11 | 02 | CTD_mooring | CTDMO | R | 020 | Fixed on Inductive Wire | 1500 | GI01SUMO-RII11-02-CTDMOR020
NOTE: In the first deployment of GI01SUMO, and only the first (Sep 2013), the following two instruments were included in place of the CTDBPs installed in later deployments.
| GI |  | 01 | SUMO |  |  | RI | I11 | GI01SUMO-RII11 | 02 | CTD_mooring | CTDMO | Q | 031 | Fixed on Inductive Wire | 40 | GI01SUMO-RII11-02-CTDMOQ031
| GI |  | 01 | SUMO |  |  | RI | I11 | GI01SUMO-RII11 | 02 | CTD_mooring | CTDMO | Q | 033 | Fixed on Inductive Wire | 130 | GI01SUMO-RII11-02-CTDMOQ033
[11 empty] | Instrument Level | 9
| GI | Apex | 02 | HYPM | GI02HYPM | Global Profiler Mooring |  |  | GI02HYPM | [7 empty] | GI02HYPM
| GI |  | 02 | HYPM |  | Wire-Following Profiler | WF | P02 | GI02HYPM-WFP02 | 00 | WFP Controller | WFPEN | G | 000 | Wire Following Profiler Body | 2592 | GI02HYPM-WFP02-00-WFPENG000
| GI |  | 02 | HYPM |  |  | WF | P02 | GI02HYPM-WFP02 | 01 | Fluorometer_two_wavelength | FLORD | L | 000 | Wire Following Profiler Body | 2592 | GI02HYPM-WFP02-01-FLORDL000
| GI |  | 02 | HYPM |  |  | WF | P02 | GI02HYPM-WFP02 | 03 | oxygen_dissolved_stable | DOSTA | L | 000 | Wire Following Profiler Body | 2592 | GI02HYPM-WFP02-03-DOSTAL000
| GI |  | 02 | HYPM |  |  | WF | P02 | GI02HYPM-WFP02 | 04 | CTD_profiler | CTDPF | L | 000 | Wire Following Profiler Body | 2592 | GI02HYPM-WFP02-04-CTDPFL000
| GI |  | 02 | HYPM |  |  | WF | P02 | GI02HYPM-WFP02 | 05 | Velocity_point_3D_turb | VEL3D | L | 000 | Wire Following Profiler Body | 2592 | GI02HYPM-WFP02-05-VEL3DL000
| GI |  | 02 | HYPM |  | Mid-water Platform | MP | M01 | GI02HYPM-MPM01 | 02 | plankton_ZP_sonar_global | ZPLSG | A | 009 | 64" Sphere | 150 | GI02HYPM-MPM01-02-ZPLSGA009
| GI |  | 02 | HYPM |  |  | MP | M01 | GI02HYPM-MPM01 | 02 | plankton_ZP_sonar_global | ZPLSG | A | 010 | 64" Sphere | 150 | GI02HYPM-MPM01-02-ZPLSGA010
| GI |  | 02 | HYPM |  | Mooring Riser | RI | M01 | GI02HYPM-RIM01 | 02 | CTD_mooring | CTDMO | G | 039 | Fixed on Inductive Wire | 164 | GI02HYPM-RIM01-02-CTDMOG039
| GI |  | 02 | HYPM |  |  | RI | M01 | GI02HYPM-RIM01 | 00 | Main Controller | SIOEN | G | 000 | Load cage | 2600 | GI02HYPM-RIM01-00-SIOENG000
[11 empty] | Instrument Level | 26
| GI | Flanking A | 03 | FLMA | GI03FLMA | Subsurface Mooring A |  |  | GI03FLMA | [7 empty] | GI03FLMA
| GI |  | 03 | FLMA |  | Mooring Riser | RI | S01 | GI03FLMA-RIS01 | 00 | Secondary Controller | SIOEN | G | 000 | 64" Sphere | 30 | GI03FLMA-RIS01-00-SIOENG000
| GI |  | 03 | FLMA |  |  | RI | S01 | GI03FLMA-RIS01 | 05 | Fluorometer_three_wavelength | FLORT | D | 000 | 64" Sphere | 30 | GI03FLMA-RIS01-05-FLORTD000
| GI |  | 03 | FLMA |  |  | RI | S01 | GI03FLMA-RIS01 | 04 | pH_stable | PHSEN | F | 000 | 64" Sphere | 30 | GI03FLMA-RIS01-04-PHSENF000
| GI |  | 03 | FLMA |  |  | RI | S01 | GI03FLMA-RIS01 | 03 | oxygen_dissolved_stable | DOSTA | D | 000 | 64" Sphere | 30 | GI03FLMA-RIS01-03-DOSTAD000
| GI |  | 03 | FLMA |  |  | RI | M01 | GI03FLMA-RIM01 | 02 | Velocity_profile_long_range | ADCPS | L | 003 | ADCP Float | 500 | GI03FLMA-RIM01-02-ADCPSL003
| GI |  | 03 | FLMA |  |  | RI | M01 | GI03FLMA-RIM01 | 02 | CTD_mooring | CTDMO | G | 040 | Fixed on Inductive Wire | 30 | GI03FLMA-RIM01-02-CTDMOG040
| GI |  | 03 | FLMA |  |  | RI | M01 | GI03FLMA-RIM01 | 02 | CTD_mooring | CTDMO | G | 041 | Fixed on Inductive Wire | 40 | GI03FLMA-RIM01-02-CTDMOG041
| GI |  | 03 | FLMA |  |  | RI | M01 | GI03FLMA-RIM01 | 02 | CTD_mooring | CTDMO | G | 042 | Fixed on Inductive Wire | 60 | GI03FLMA-RIM01-02-CTDMOG042
| GI |  | 03 | FLMA |  |  | RI | M01 | GI03FLMA-RIM01 | 02 | CTD_mooring | CTDMO | G | 043 | Fixed on Inductive Wire | 90 | GI03FLMA-RIM01-02-CTDMOG043
| GI |  | 03 | FLMA |  |  | RI | M01 | GI03FLMA-RIM01 | 02 | CTD_mooring | CTDMO | G | 044 | Fixed on Inductive Wire | 130 | GI03FLMA-RIM01-02-CTDMOG044
| GI |  | 03 | FLMA |  |  | RI | M01 | GI03FLMA-RIM01 | 02 | CTD_mooring | CTDMO | G | 045 | Fixed on Inductive Wire | 180 | GI03FLMA-RIM01-02-CTDMOG045
| GI |  | 03 | FLMA |  |  | RI | M01 | GI03FLMA-RIM01 | 02 | CTD_mooring | CTDMO | G | 046 | Fixed on Inductive Wire | 250 | GI03FLMA-RIM01-02-CTDMOG046
| GI |  | 03 | FLMA |  |  | RI | M01 | GI03FLMA-RIM01 | 02 | CTD_mooring | CTDMO | G | 047 | Fixed on Inductive Wire | 350 | GI03FLMA-RIM01-02-CTDMOG047
| GI |  | 03 | FLMA |  |  | RI | M01 | GI03FLMA-RIM01 | 02 | CTD_mooring | CTDMO | G | 048 | Fixed on Inductive Wire | 500 | GI03FLMA-RIM01-02-CTDMOG048
| GI |  | 03 | FLMA |  |  | RI | M01 | GI03FLMA-RIM01 | 02 | CTD_mooring | CTDMO | H | 049 | Fixed on Inductive Wire | 750 | GI03FLMA-RIM01-02-CTDMOH049
| GI |  | 03 | FLMA |  |  | RI | M01 | GI03FLMA-RIM01 | 02 | CTD_mooring | CTDMO | H | 050 | Fixed on Inductive Wire | 1000 | GI03FLMA-RIM01-02-CTDMOH050
| GI |  | 03 | FLMA |  |  | RI | M01 | GI03FLMA-RIM01 | 02 | CTD_mooring | CTDMO | H | 051 | Fixed on Inductive Wire | 1500 | GI03FLMA-RIM01-02-CTDMOH051
| GI |  | 03 | FLMA |  |  | RI | 000 | GI03FLMA-RI000 | 00 | CTD_mooring | CTDMO | H | 000 | Fixed on Inductive Wire | 1700 | GI03FLMA-RI000-00-CTDMOH000
| GI |  | 03 | FLMA |  |  | RI | 000 | GI03FLMA-RI000 | 00 | CTD_mooring | CTDMO | H | 700 | Fixed on Inductive Wire | 2000 | GI03FLMA-RI000-00-CTDMOH700
| GI |  | 03 | FLMA |  |  | RI | 000 | GI03FLMA-RI000 | 00 | CTD_mooring | CTDMO | H | 400 | Fixed on Inductive Wire | 2300 | GI03FLMA-RI000-00-CTDMOH400
| GI |  | 03 | FLMA |  |  | RI | 000 | GI03FLMA-RI000 | 00 | CTD_mooring | CTDMO | H | 100 | Fixed on Inductive Wire | 2600 | GI03FLMA-RI000-00-CTDMOH100
| GI |  | 03 | FLMA |  |  | RI | 000 | GI03FLMA-RI000 | 00 | Velocity_Point | VELPT | B | 000 | Fixed on Inductive Wire | 1700 | GI03FLMA-RI000-00-VELPTB000
| GI |  | 03 | FLMA |  |  | RI | 000 | GI03FLMA-RI000 | 00 | Velocity_Point | VELPT | B | 700 | Fixed on Inductive Wire | 2000 | GI03FLMA-RI000-00-VELPTB700
| GI |  | 03 | FLMA |  |  | RI | 000 | GI03FLMA-RI000 | 00 | Velocity_Point | VELPT | B | 400 | Fixed on Inductive Wire | 2300 | GI03FLMA-RI000-00-VELPTB400
| GI |  | 03 | FLMA |  |  | RI | 000 | GI03FLMA-RI000 | 00 | Velocity_Point | VELPT | B | 100 | Fixed on Inductive Wire | 2600 | GI03FLMA-RI000-00-VELPTB100
| GI |  | 03 | FLMA |  |  | RI | M01 | GI03FLMA-RIM01 | 00 | Main Controller | SIOEN | G | 000 | Load cage | 1510 | GI03FLMA-RIM01-00-SIOENG000
[11 empty] | Instrument Level | 26
| GI | Flanking B | 03 | FLMB | GI03FLMB | Subsurface Mooring B |  |  | GI03FLMB | [7 empty] | GI03FLMB
| GI |  | 03 | FLMB |  | Mooring Riser | RI | S01 | GI03FLMB-RIS01 | 00 | Secondary Controller | SIOEN | G | 000 | 64" Sphere | 30 | GI03FLMB-RIS01-00-SIOENG000
| GI |  | 03 | FLMB |  |  | RI | S01 | GI03FLMB-RIS01 | 05 | Fluorometer_three_wavelength | FLORT | D | 000 | 64" Sphere | 30 | GI03FLMB-RIS01-05-FLORTD000
| GI |  | 03 | FLMB |  |  | RI | S01 | GI03FLMB-RIS01 | 04 | pH_stable | PHSEN | F | 000 | 64" Sphere | 30 | GI03FLMB-RIS01-04-PHSENF000
| GI |  | 03 | FLMB |  |  | RI | S01 | GI03FLMB-RIS01 | 03 | oxygen_dissolved_stable | DOSTA | D | 000 | 64" Sphere | 30 | GI03FLMB-RIS01-03-DOSTAD000
| GI |  | 03 | FLMB |  |  | RI | M01 | GI03FLMB-RIM01 | 02 | Velocity_profile_long_range | ADCPS | L | 007 | ADCP Float | 500 | GI03FLMB-RIM01-02-ADCPSL007
| GI |  | 03 | FLMB |  |  | RI | M01 | GI03FLMB-RIM01 | 02 | CTD_mooring | CTDMO | G | 060 | Fixed on Inductive Wire | 30 | GI03FLMB-RIM01-02-CTDMOG060
| GI |  | 03 | FLMB |  |  | RI | M01 | GI03FLMB-RIM01 | 02 | CTD_mooring | CTDMO | G | 061 | Fixed on Inductive Wire | 40 | GI03FLMB-RIM01-02-CTDMOG061
| GI |  | 03 | FLMB |  |  | RI | M01 | GI03FLMB-RIM01 | 02 | CTD_mooring | CTDMO | G | 062 | Fixed on Inductive Wire | 60 | GI03FLMB-RIM01-02-CTDMOG062
| GI |  | 03 | FLMB |  |  | RI | M01 | GI03FLMB-RIM01 | 02 | CTD_mooring | CTDMO | G | 063 | Fixed on Inductive Wire | 90 | GI03FLMB-RIM01-02-CTDMOG063
| GI |  | 03 | FLMB |  |  | RI | M01 | GI03FLMB-RIM01 | 02 | CTD_mooring | CTDMO | G | 064 | Fixed on Inductive Wire | 130 | GI03FLMB-RIM01-02-CTDMOG064
| GI |  | 03 | FLMB |  |  | RI | M01 | GI03FLMB-RIM01 | 02 | CTD_mooring | CTDMO | G | 065 | Fixed on Inductive Wire | 180 | GI03FLMB-RIM01-02-CTDMOG065
| GI |  | 03 | FLMB |  |  | RI | M01 | GI03FLMB-RIM01 | 02 | CTD_mooring | CTDMO | G | 066 | Fixed on Inductive Wire | 250 | GI03FLMB-RIM01-02-CTDMOG066
| GI |  | 03 | FLMB |  |  | RI | M01 | GI03FLMB-RIM01 | 02 | CTD_mooring | CTDMO | G | 067 | Fixed on Inductive Wire | 350 | GI03FLMB-RIM01-02-CTDMOG067
| GI |  | 03 | FLMB |  |  | RI | M01 | GI03FLMB-RIM01 | 02 | CTD_mooring | CTDMO | G | 068 | Fixed on Inductive Wire | 500 | GI03FLMB-RIM01-02-CTDMOG068
| GI |  | 03 | FLMB |  |  | RI | M01 | GI03FLMB-RIM01 | 02 | CTD_mooring | CTDMO | H | 069 | Fixed on Inductive Wire | 750 | GI03FLMB-RIM01-02-CTDMOH069
| GI |  | 03 | FLMB |  |  | RI | M01 | GI03FLMB-RIM01 | 02 | CTD_mooring | CTDMO | H | 070 | Fixed on Inductive Wire | 1000 | GI03FLMB-RIM01-02-CTDMOH070
| GI |  | 03 | FLMB |  |  | RI | M01 | GI03FLMB-RIM01 | 02 | CTD_mooring | CTDMO | H | 071 | Fixed on Inductive Wire | 1500 | GI03FLMB-RIM01-02-CTDMOH071
| GI |  | 03 | FLMB |  |  | RI | 000 | GI03FLMB-RI000 | 00 | CTD_mooring | CTDMO | H | 000 | Fixed on Inductive Wire | 1800 | GI03FLMB-RI000-00-CTDMOH000
| GI |  | 03 | FLMB |  |  | RI | 000 | GI03FLMB-RI000 | 00 | CTD_mooring | CTDMO | H | 700 | Fixed on Inductive Wire | 2100 | GI03FLMB-RI000-00-CTDMOH700
| GI |  | 03 | FLMB |  |  | RI | 000 | GI03FLMB-RI000 | 00 | CTD_mooring | CTDMO | H | 400 | Fixed on Inductive Wire | 2400 | GI03FLMB-RI000-00-CTDMOH400
| GI |  | 03 | FLMB |  |  | RI | 000 | GI03FLMB-RI000 | 00 | CTD_mooring | CTDMO | H | 100 | Fixed on Inductive Wire | 2700 | GI03FLMB-RI000-00-CTDMOH100
| GI |  | 03 | FLMB |  |  | RI | 000 | GI03FLMB-RI000 | 00 | Velocity_Point | VELPT | B | 000 | Fixed on Inductive Wire | 1800 | GI03FLMB-RI000-00-VELPTB000
| GI |  | 03 | FLMB |  |  | RI | 000 | GI03FLMB-RI000 | 00 | Velocity_Point | VELPT | B | 700 | Fixed on Inductive Wire | 2100 | GI03FLMB-RI000-00-VELPTB700
| GI |  | 03 | FLMB |  |  | RI | 000 | GI03FLMB-RI000 | 00 | Velocity_Point | VELPT | B | 400 | Fixed on Inductive Wire | 2400 | GI03FLMB-RI000-00-VELPTB400
| GI |  | 03 | FLMB |  |  | RI | 000 | GI03FLMB-RI000 | 00 | Velocity_Point | VELPT | B | 100 | Fixed on Inductive Wire | 2700 | GI03FLMB-RI000-00-VELPTB100
| GI |  | 03 | FLMB |  |  | RI | M01 | GI03FLMB-RIM01 | 00 | Main Controller | SIOEN | G | 000 | Load cage | 1510 | GI03FLMB-RIM01-00-SIOENG000
[11 empty] | Instrument Level | 12
| GI | Mobile Assets | 05 | MOAS | GI05MOAS | Open Ocean Glider | GL | nnn | GI05MOAS-GLnnn | 01 | Fluorometer_two_wavelength | FLORD | M | 000 | Glider Science Bay | 1000 | GI05MOAS-GLnnn-01-FLORDM000
| GI |  | 05 | MOAS |  |  | GL | nnn | GI05MOAS-GLnnn | 02 | oxygen_dissolved_stable | DOSTA | M | 000 | Glider Science Bay | 1000 | GI05MOAS-GLnnn-02-DOSTAM000
| GI |  | 05 | MOAS |  |  | GL | nnn | GI05MOAS-GLnnn | 04 | CTD_glider | CTDGV | M | 000 | Glider Science Bay | 1000 | GI05MOAS-GLnnn-04-CTDGVM000
| GI |  | 05 | MOAS |  |  | GL | nnn | GI05MOAS-GLnnn | 00 | Controller | ENG00 | 0 | 000 | Glider Science Bay | 1000 | GI05MOAS-GLnnn-00-ENG000000
14
| GI |  | 05 | MOAS |  | Global Profiling Glider | PG | nnn | GI05MOAS-PGnnn | 01 | CTD_glider | CTDGV | M | 000 | Glider Science Bay | 200 | GI05MOAS-PGnnn-01-CTDGVM000
| GI |  | 05 | MOAS |  |  | PG | nnn | GI05MOAS-PGnnn | 02 | oxygen_dissolved_stable | DOSTA | M | 000 | Glider Science Bay | 200 | GI05MOAS-PGnnn-02-DOSTAM000
| GI |  | 05 | MOAS |  |  | PG | nnn | GI05MOAS-PGnnn | 03 | Fluorometer_three_wavelength | FLORT | M | 000 | Glider Science Bay | 200 | GI05MOAS-PGnnn-03-FLORTM000
| GI |  | 05 | MOAS |  |  | PG | nnn | GI05MOAS-PGnnn | 04 | Fluorometer_three_wavelength | FLORT | O | 000 | Glider Science Bay | 200 | GI05MOAS-PGnnn-04-FLORTO000
| GI |  | 05 | MOAS |  |  | PG | nnn | GI05MOAS-PGnnn | 05 | nutrient_Nitrate | NUTNR | M | 000 | Glider Science Bay | 200 | GI05MOAS-PGnnn-05-NUTNRM000
| GI |  | 05 | MOAS |  |  | PG | nnn | GI05MOAS-PGnnn | 06 | PAR | PARAD | M | 000 | Glider Science Bay | 200 | GI05MOAS-PGnnn-06-PARADM000
| GI |  | 05 | MOAS |  |  | PG | nnn | GI05MOAS-PGnnn | 00 | Controller | ENG00 | 0 | 000 | Glider Science Bay | 200 | GI05MOAS-PGnnn-00-ENG000000
NOTE: Each global array platform set nominally includes three Open Ocean Gliders and two Global Profiling Gliders.
The nnn in the nominal reference designators listed above is replaced by the three digit serial number for each of the physical gliders deployed.

## CGSN PAPA (GP)
Array | Array Code | Site (Description) | Site Prefix | Site Suffix | CGSN Site Name | Node Description | Node Code | Node Site Sequence | CGSN Node Name NEW | Port | Instrument Description | Instrument Class | Instrument Series | Insttruement Sequence # | Instrument Location | Depth | OOI
| AA |  | ## | AAAA |  |  | AA | CCC |  | ## |  | CCCCC | A |  |  |  | AA##AAAA-AACCC-##-CCCCCA
[11 empty] | Total Sensor Count: | 76
[11 empty] | Instrument Level | 14
Station Papa | GP | Apex | 02 | HYPM | GP02HYPM | Global Profiler Mooring |  |  | GP02HYPM | [7 empty] | GP02HYPM
| GP |  | 02 | HYPM |  | Wire-Following Profiler 1 | WF | P02 | GP02HYPM-WFP02 | 00 | WFP Controller | WFPEN | G | 000 | Wire Following Profiler Body | 2093 | GP02HYPM-WFP02-00-WFPENG000
| GP |  | 02 | HYPM |  |  | WF | P02 | GP02HYPM-WFP02 | 01 | Fluorometer_two_wavelength | FLORD | L | 000 | Wire Following Profiler Body | 2093 | GP02HYPM-WFP02-01-FLORDL000
| GP |  | 02 | HYPM |  |  | WF | P02 | GP02HYPM-WFP02 | 03 | oxygen_dissolved_stable | DOSTA | L | 000 | Wire Following Profiler Body | 2093 | GP02HYPM-WFP02-03-DOSTAL000
| GP |  | 02 | HYPM |  |  | WF | P02 | GP02HYPM-WFP02 | 04 | CTD_profiler | CTDPF | L | 000 | Wire Following Profiler Body | 2093 | GP02HYPM-WFP02-04-CTDPFL000
| GP |  | 02 | HYPM |  |  | WF | P02 | GP02HYPM-WFP02 | 05 | Velocity_point_3D_turb | VEL3D | L | 000 | Wire Following Profiler Body | 2093 | GP02HYPM-WFP02-05-VEL3DL000
| GP |  | 02 | HYPM |  | Wire-Following Profiler 2 | WF | P03 | GP02HYPM-WFP03 | 00 | WFP Controller | WFPEN | G | 000 | Wire Following Profiler Body | 4038 | GP02HYPM-WFP03-00-WFPENG000
| GP |  | 02 | HYPM |  |  | WF | P03 | GP02HYPM-WFP03 | 01 | Fluorometer_two_wavelength | FLORD | L | 000 | Wire Following Profiler Body | 4038 | GP02HYPM-WFP03-01-FLORDL000
| GP |  | 02 | HYPM |  |  | WF | P03 | GP02HYPM-WFP03 | 03 | oxygen_dissolved_stable | DOSTA | L | 000 | Wire Following Profiler Body | 4038 | GP02HYPM-WFP03-03-DOSTAL000
| GP |  | 02 | HYPM |  |  | WF | P03 | GP02HYPM-WFP03 | 04 | CTD_profiler | CTDPF | L | 000 | Wire Following Profiler Body | 4038 | GP02HYPM-WFP03-04-CTDPFL000
| GP |  | 02 | HYPM |  |  | WF | P03 | GP02HYPM-WFP03 | 05 | Velocity_point_3D_turb | VEL3D | L | 000 | Wire Following Profiler Body | 4038 | GP02HYPM-WFP03-05-VEL3DL000
| GP |  | 02 | HYPM |  | Mid-water Platform | MP | M01 | GP02HYPM-MPM01 | 02 | plankton_ZP_sonar_global | ZPLSG | A | 009 | 64" Sphere | 150 | GP02HYPM-MPM01-02-ZPLSGA009
| GP |  | 02 | HYPM |  |  | MP | M01 | GP02HYPM-MPM01 | 02 | plankton_ZP_sonar_global | ZPLSG | A | 010 | 64" Sphere | 150 | GP02HYPM-MPM01-02-ZPLSGA010
| GP |  | 02 | HYPM |  | Mooring Riser | RI | M01 | GP02HYPM-RIM01 | 02 | CTD_mooring | CTDMO | G | 039 | Fixed on Inductive Wire | 164 | GP02HYPM-RIM01-02-CTDMOG039
| GP |  | 02 | HYPM |  |  | RI | M01 | GP02HYPM-RIM01 | 00 | Main Controller | SIOEN | G | 000 | Load cage | 4042 | GP02HYPM-RIM01-00-SIOENG000
[11 empty] | Instrument Level | 18
| GP | Flanking A | 03 | FLMA | GP03FLMA | Subsurface Mooring A |  |  | GP03FLMA | [7 empty] | GP03FLMA
| GP |  | 03 | FLMA |  | Mooring Riser | RI | S01 | GP03FLMA-RIS01 | 00 | Secondary Controller | SIOEN | G | 000 | 64" Sphere | 30 | GP03FLMA-RIS01-00-SIOENG000
| GP |  | 03 | FLMA |  |  | RI | S01 | GP03FLMA-RIS01 | 05 | Fluorometer_three_wavelength | FLORT | D | 000 | 64" Sphere | 30 | GP03FLMA-RIS01-05-FLORTD000
| GP |  | 03 | FLMA |  |  | RI | S01 | GP03FLMA-RIS01 | 04 | pH_stable | PHSEN | F | 000 | 64" Sphere | 30 | GP03FLMA-RIS01-04-PHSENF000
| GP |  | 03 | FLMA |  |  | RI | S01 | GP03FLMA-RIS01 | 03 | oxygen_dissolved_stable | DOSTA | D | 000 | 64" Sphere | 30 | GP03FLMA-RIS01-03-DOSTAD000
| GP |  | 03 | FLMA |  |  | RI | M01 | GP03FLMA-RIM01 | 02 | Velocity_profile_long_range | ADCPS | L | 003 | ADCP Float | 500 | GP03FLMA-RIM01-02-ADCPSL003
| GP |  | 03 | FLMA |  |  | RI | M01 | GP03FLMA-RIM01 | 02 | CTD_mooring | CTDMO | G | 040 | Fixed on Inductive Wire | 30 | GP03FLMA-RIM01-02-CTDMOG040
| GP |  | 03 | FLMA |  |  | RI | M01 | GP03FLMA-RIM01 | 02 | CTD_mooring | CTDMO | G | 041 | Fixed on Inductive Wire | 40 | GP03FLMA-RIM01-02-CTDMOG041
| GP |  | 03 | FLMA |  |  | RI | M01 | GP03FLMA-RIM01 | 02 | CTD_mooring | CTDMO | G | 042 | Fixed on Inductive Wire | 60 | GP03FLMA-RIM01-02-CTDMOG042
| GP |  | 03 | FLMA |  |  | RI | M01 | GP03FLMA-RIM01 | 02 | CTD_mooring | CTDMO | G | 043 | Fixed on Inductive Wire | 90 | GP03FLMA-RIM01-02-CTDMOG043
| GP |  | 03 | FLMA |  |  | RI | M01 | GP03FLMA-RIM01 | 02 | CTD_mooring | CTDMO | G | 044 | Fixed on Inductive Wire | 130 | GP03FLMA-RIM01-02-CTDMOG044
| GP |  | 03 | FLMA |  |  | RI | M01 | GP03FLMA-RIM01 | 02 | CTD_mooring | CTDMO | G | 045 | Fixed on Inductive Wire | 180 | GP03FLMA-RIM01-02-CTDMOG045
| GP |  | 03 | FLMA |  |  | RI | M01 | GP03FLMA-RIM01 | 02 | CTD_mooring | CTDMO | G | 046 | Fixed on Inductive Wire | 250 | GP03FLMA-RIM01-02-CTDMOG046
| GP |  | 03 | FLMA |  |  | RI | M01 | GP03FLMA-RIM01 | 02 | CTD_mooring | CTDMO | G | 047 | Fixed on Inductive Wire | 350 | GP03FLMA-RIM01-02-CTDMOG047
| GP |  | 03 | FLMA |  |  | RI | M01 | GP03FLMA-RIM01 | 02 | CTD_mooring | CTDMO | G | 048 | Fixed on Inductive Wire | 500 | GP03FLMA-RIM01-02-CTDMOG048
| GP |  | 03 | FLMA |  |  | RI | M01 | GP03FLMA-RIM01 | 02 | CTD_mooring | CTDMO | H | 049 | Fixed on Inductive Wire | 750 | GP03FLMA-RIM01-02-CTDMOH049
| GP |  | 03 | FLMA |  |  | RI | M01 | GP03FLMA-RIM01 | 02 | CTD_mooring | CTDMO | H | 050 | Fixed on Inductive Wire | 1000 | GP03FLMA-RIM01-02-CTDMOH050
| GP |  | 03 | FLMA |  |  | RI | M01 | GP03FLMA-RIM01 | 02 | CTD_mooring | CTDMO | H | 051 | Fixed on Inductive Wire | 1500 | GP03FLMA-RIM01-02-CTDMOH051
| GP |  | 03 | FLMA |  |  | RI | M01 | GP03FLMA-RIM01 | 00 | Main Controller | SIOEN | G | 000 | Load cage | 1510 | GP03FLMA-RIM01-00-SIOENG000
[11 empty] | Instrument Level | 18
| GP | Flanking B | 03 | FLMB | GP03FLMB | Subsurface Mooring B |  |  | GP03FLMB | [7 empty] | GP03FLMB
| GP |  | 03 | FLMB |  | Mooring Riser | RI | S01 | GP03FLMB-RIS01 | 00 | Secondary Controller | SIOEN | G | 000 | 64" Sphere | 30 | GP03FLMB-RIS01-00-SIOENG000
| GP |  | 03 | FLMB |  |  | RI | S01 | GP03FLMB-RIS01 | 05 | Fluorometer_three_wavelength | FLORT | D | 000 | 64" Sphere | 30 | GP03FLMB-RIS01-05-FLORTD000
| GP |  | 03 | FLMB |  |  | RI | S01 | GP03FLMB-RIS01 | 04 | pH_stable | PHSEN | F | 000 | 64" Sphere | 30 | GP03FLMB-RIS01-04-PHSENF000
| GP |  | 03 | FLMB |  |  | RI | S01 | GP03FLMB-RIS01 | 03 | oxygen_dissolved_stable | DOSTA | D | 000 | 64" Sphere | 30 | GP03FLMB-RIS01-03-DOSTAD000
| GP |  | 03 | FLMB |  |  | RI | M01 | GP03FLMB-RIM01 | 02 | Velocity_profile_long_range | ADCPS | L | 007 | ADCP Float | 500 | GP03FLMB-RIM01-02-ADCPSL007
| GP |  | 03 | FLMB |  |  | RI | M01 | GP03FLMB-RIM01 | 02 | CTD_mooring | CTDMO | G | 060 | Fixed on Inductive Wire | 30 | GP03FLMB-RIM01-02-CTDMOG060
| GP |  | 03 | FLMB |  |  | RI | M01 | GP03FLMB-RIM01 | 02 | CTD_mooring | CTDMO | G | 061 | Fixed on Inductive Wire | 40 | GP03FLMB-RIM01-02-CTDMOG061
| GP |  | 03 | FLMB |  |  | RI | M01 | GP03FLMB-RIM01 | 02 | CTD_mooring | CTDMO | G | 062 | Fixed on Inductive Wire | 60 | GP03FLMB-RIM01-02-CTDMOG062
| GP |  | 03 | FLMB |  |  | RI | M01 | GP03FLMB-RIM01 | 02 | CTD_mooring | CTDMO | G | 063 | Fixed on Inductive Wire | 90 | GP03FLMB-RIM01-02-CTDMOG063
| GP |  | 03 | FLMB |  |  | RI | M01 | GP03FLMB-RIM01 | 02 | CTD_mooring | CTDMO | G | 064 | Fixed on Inductive Wire | 130 | GP03FLMB-RIM01-02-CTDMOG064
| GP |  | 03 | FLMB |  |  | RI | M01 | GP03FLMB-RIM01 | 02 | CTD_mooring | CTDMO | G | 065 | Fixed on Inductive Wire | 180 | GP03FLMB-RIM01-02-CTDMOG065
| GP |  | 03 | FLMB |  |  | RI | M01 | GP03FLMB-RIM01 | 02 | CTD_mooring | CTDMO | G | 066 | Fixed on Inductive Wire | 250 | GP03FLMB-RIM01-02-CTDMOG066
| GP |  | 03 | FLMB |  |  | RI | M01 | GP03FLMB-RIM01 | 02 | CTD_mooring | CTDMO | G | 067 | Fixed on Inductive Wire | 350 | GP03FLMB-RIM01-02-CTDMOG067
| GP |  | 03 | FLMB |  |  | RI | M01 | GP03FLMB-RIM01 | 02 | CTD_mooring | CTDMO | G | 068 | Fixed on Inductive Wire | 500 | GP03FLMB-RIM01-02-CTDMOG068
| GP |  | 03 | FLMB |  |  | RI | M01 | GP03FLMB-RIM01 | 02 | CTD_mooring | CTDMO | H | 069 | Fixed on Inductive Wire | 750 | GP03FLMB-RIM01-02-CTDMOH069
| GP |  | 03 | FLMB |  |  | RI | M01 | GP03FLMB-RIM01 | 02 | CTD_mooring | CTDMO | H | 070 | Fixed on Inductive Wire | 1000 | GP03FLMB-RIM01-02-CTDMOH070
| GP |  | 03 | FLMB |  |  | RI | M01 | GP03FLMB-RIM01 | 02 | CTD_mooring | CTDMO | H | 071 | Fixed on Inductive Wire | 1500 | GP03FLMB-RIM01-02-CTDMOH071
| GP |  | 03 | FLMB |  |  | RI | M01 | GP03FLMB-RIM01 | 00 | Main Controller | SIOEN | G | 000 | Load cage | 1510 | GP03FLMB-RIM01-00-SIOENG000
[11 empty] | Instrument Level | 12
| GP | Mobile Assets | 05 | MOAS | GP05MOAS | Open Ocean Glider 1 | GL | nnn | GP05MOAS-GLnnn | 01 | Fluorometer_two_wavelength | FLORD | M | 000 | Glider Science Bay | 1000 | GP05MOAS-GLnnn-01-FLORDM000
| GP |  | 05 | MOAS |  |  | GL | nnn | GP05MOAS-GLnnn | 02 | oxygen_dissolved_stable | DOSTA | M | 000 | Glider Science Bay | 1000 | GP05MOAS-GLnnn-02-DOSTAM000
| GP |  | 05 | MOAS |  |  | GL | nnn | GP05MOAS-GLnnn | 04 | CTD_glider | CTDGV | M | 000 | Glider Science Bay | 1000 | GP05MOAS-GLnnn-04-CTDGVM000
| GP |  | 05 | MOAS |  |  | GL | nnn | GP05MOAS-GLnnn | 00 | Controller | ENG00 | 0 | 000 | Glider Science Bay | 1000 | GP05MOAS-GLnnn-00-ENG000000
14
| GP |  | 05 | MOAS |  | Global Profiling Glider 1 | PG | nnn | GP05MOAS-PGnnn | 01 | CTD_glider | CTDGV | M | 000 | Glider Science Bay | 200 | GP05MOAS-PGnnn-01-CTDGVM000
| GP |  | 05 | MOAS |  |  | PG | nnn | GP05MOAS-PGnnn | 02 | oxygen_dissolved_stable | DOSTA | M | 000 | Glider Science Bay | 200 | GP05MOAS-PGnnn-02-DOSTAM000
| GP |  | 05 | MOAS |  |  | PG | nnn | GP05MOAS-PGnnn | 03 | Fluorometer_three_wavelength | FLORT | M | 000 | Glider Science Bay | 200 | GP05MOAS-PGnnn-03-FLORTM000
| GP |  | 05 | MOAS |  |  | PG | nnn | GP05MOAS-PGnnn | 04 | Fluorometer_three_wavelength | FLORT | O | 000 | Glider Science Bay | 200 | GP05MOAS-PGnnn-04-FLORTO000
| GP |  | 05 | MOAS |  |  | PG | nnn | GP05MOAS-PGnnn | 05 | nutrient_Nitrate | NUTNR | M | 000 | Glider Science Bay | 200 | GP05MOAS-PGnnn-05-NUTNRM000
| GP |  | 05 | MOAS |  |  | PG | nnn | GP05MOAS-PGnnn | 06 | PAR | PARAD | M | 000 | Glider Science Bay | 200 | GP05MOAS-PGnnn-06-PARADM000
| GP |  | 05 | MOAS |  |  | PG | nnn | GP05MOAS-PGnnn | 00 | Controller | ENG00 | 0 | 000 | Glider Science Bay | 200 | GP05MOAS-PGnnn-00-ENG000000
NOTE: Each global array platform set nominally includes three Open Ocean Gliders and two Global Profiling Gliders.
The nnn in the nominal reference designators listed above is replaced by the three digit serial number for each of the physical gliders deployed.
NOTE: For Papa deployment 3 (summer 2015 deployment), the profiling gliders were configured as shown below. For all global deployments after Papa 3, the configuration is/will be as described above.
| GP |  | 05 | MOAS |  | Global Profiling Glider 1 | PG | 514 | GP05MOAS-PG514 | 01 | CTD_glider | CTDGV | M | 000 | Glider Science Bay | 200 | GP05MOAS-PG514-01-CTDGVM000
| GP |  | 05 | MOAS |  |  | PG | 514 | GP05MOAS-PG514 | 02 | oxygen_dissolved_stable | DOSTA | M | 000 | Glider Science Bay | 200 | GP05MOAS-PG514-02-DOSTAM000
| GP |  | 05 | MOAS |  |  | PG | 514 | GP05MOAS-PG514 | 03 | nutrient_Nitrate | NUTNR | M | 000 | Glider Science Bay | 200 | GP05MOAS-PG514-03-NUTNRM000
| GP |  | 05 | MOAS |  | Global Profiling Glider 2 | PG | 515 | GP05MOAS-PG515 | 01 | CTD_glider | CTDGV | M | 000 | Glider Science Bay | 200 | GP05MOAS-PG515-01-CTDGVM000
| GP |  | 05 | MOAS |  |  | PG | 515 | GP05MOAS-PG515 | 02 | Fluorometer_three_wavelength | FLORT | M | 000 | Glider Science Bay | 200 | GP05MOAS-PG515-02-FLORTM000
| GP |  | 05 | MOAS |  |  | PG | 515 | GP05MOAS-PG515 | 03 | Fluorometer_three_wavelength | FLORT | O | 000 | Glider Science Bay | 200 | GP05MOAS-PG515-03-FLORTO000
| GP |  | 05 | MOAS |  |  | PG | 515 | GP05MOAS-PG515 | 04 | PAR | PARAD | M | 000 | Glider Science Bay | 200 | GP05MOAS-PG515-04-PARADM000

## CGSN Pioneer (CP)
Array | Array Code | Site (Description) | Site Prefix | Site Suffix | CGSN Site Name | Node Description | Node Code | Node Site Sequence | CGSN Node Name NEW | Port | Instrument Description | Instrument Class | Instrument Series | Insttruement Sequence # | Instrument Location | Depth/Height | OOI
| AA |  | ## | AAAA |  |  | AA | CCC |  | ## |  | CCCCC | A |  |  |  | AA##AAAA-AACCC-##-CCCCCA
[11 empty] | Total Sensor Count: | 205
[8 empty] | DCL |  | Port | Instrument Level | 34
Pioneer (CP) | CP | Central | 01 | CNSM | CP01CNSM | High Power Surface Mooring |  |  | CP01CNSM | [7 empty] | CP01CNSM
| CP |  | 01 | CNSM |  | Surface Buoy | SB | C11 | CP01CNSM-SBC11 | 00 | CPM 1 | CPMEN | G | 000 | Buoy Well | 0 | CP01CNSM-SBC11-00-CPMENG000
| CP |  | 01 | CNSM |  |  | SB | D11 | CP01CNSM-SBD11 | 00 | DCL 11 | DCLEN | G | 000 | Buoy Well | 0 | CP01CNSM-SBD11-00-DCLENG000
| CP |  | 01 | CNSM |  |  | SB | D12 | CP01CNSM-SBD12 | 00 | DCL 12 | DCLEN | G | 000 | Buoy Well | 0 | CP01CNSM-SBD12-00-DCLENG000
| CP |  | 01 | CNSM |  |  | SB | D11 | CP01CNSM-SBD11 | 01 | Motion pack | MOPAK | 0 | 000 | Buoy Well, center of Mass | 0 | CP01CNSM-SBD11-01-MOPAK0000
| CP |  | 01 | CNSM |  |  | SB | D11 | CP01CNSM-SBD11 | 02 | Hydrogen Sensor | HYDGN | 0 | 000 | Buoy Well | 0 | CP01CNSM-SBD11-02-HYDGN0000
| CP |  | 01 | CNSM |  |  | SB | D11 | CP01CNSM-SBD11 | 06 | Meteorology_bulk | METBK | A | 000 | Buoy Tower | -3 | CP01CNSM-SBD11-06-METBKA000
| CP |  | 01 | CNSM |  |  | SB | D12 | CP01CNSM-SBD12 | 03 | Hydrogen Sensor | HYDGN | 0 | 000 | Buoy Well | 0 | CP01CNSM-SBD12-03-HYDGN0000
| CP |  | 01 | CNSM |  |  | SB | D12 | CP01CNSM-SBD12 | 04 | pCO2_air-sea | PCO2A | A | 000 | Instrument in well, probe in air and one in water | 0 | CP01CNSM-SBD12-04-PCO2AA000
| CP |  | 01 | CNSM |  |  | SB | D12 | CP01CNSM-SBD12 | 05 | wave_spectra_surface | WAVSS | A | 000 | Buoy Well, center of Mass | 0 | CP01CNSM-SBD12-05-WAVSSA000
| CP |  | 01 | CNSM |  |  | SB | D12 | CP01CNSM-SBD12 | 06 | Meteorology_bulk | METBK | A | 000 | Buoy Tower | -3 | CP01CNSM-SBD12-06-METBKA000
| CP |  | 01 | CNSM |  |  | SB | D12 | CP01CNSM-SBD12 | 08 | flux_direct_cov_HP | FDCHP | A | 000 | Buoy Tower | -3 | CP01CNSM-SBD12-08-FDCHPA000
| CP |  | 01 | CNSM |  | Mooring Riser | RI | C21 | CP01CNSM-RIC21 | 00 | CPM 2 | CPMEN | G | 000 | Near Surface Instrument Frame | 7 | CP01CNSM-RIC21-00-CPMENG000
| CP |  | 01 | CNSM |  |  | RI | D26 | CP01CNSM-RID26 | 00 | DCL 26 | DCLEN | G | 000 | Near Surface Instrument Frame | 7 | CP01CNSM-RID26-00-DCLENG000
| CP |  | 01 | CNSM |  |  | RI | D27 | CP01CNSM-RID27 | 00 | DCL 27 | DCLEN | G | 000 | Near Surface Instrument Frame | 7 | CP01CNSM-RID27-00-DCLENG000
| CP |  | 01 | CNSM |  |  | RI | D26 | CP01CNSM-RID26 | 04 | Velocity_point | VELPT | A | 000 | Near Surface Instrument Frame | 7 | CP01CNSM-RID26-04-VELPTA000
| CP |  | 01 | CNSM |  |  | RI | D26 | CP01CNSM-RID26 | 06 | pH_stable | PHSEN | D | 000 | Near Surface Instrument Frame | 7 | CP01CNSM-RID26-06-PHSEND000
| CP |  | 01 | CNSM |  |  | RI | D26 | CP01CNSM-RID26 | 07 | nutrient_Nitrate | NUTNR | B | 000 | Near Surface Instrument Frame | 7 | CP01CNSM-RID26-07-NUTNRB000
| CP |  | 01 | CNSM |  |  | RI | D26 | CP01CNSM-RID26 | 08 | spectral_irradiance | SPKIR | B | 000 | Near Surface Instrument Frame | 7 | CP01CNSM-RID26-08-SPKIRB000
| CP |  | 01 | CNSM |  |  | RI | D27 | CP01CNSM-RID27 | 01 | attenuation_absorption_optical | OPTAA | D | 000 | Near Surface Instrument Frame | 7 | CP01CNSM-RID27-01-OPTAAD000
| CP |  | 01 | CNSM |  |  | RI | D27 | CP01CNSM-RID27 | 02 | Fluorometer_three_wavelength | FLORT | D | 000 | Near Surface Instrument Frame | 7 | CP01CNSM-RID27-02-FLORTD000
| CP |  | 01 | CNSM |  |  | RI | D27 | CP01CNSM-RID27 | 03 | CTD_bottom_pumped | CTDBP | C | 000 | Near Surface Instrument Frame | 7 | CP01CNSM-RID27-03-CTDBPC000
| CP |  | 01 | CNSM |  |  | RI | D27 | CP01CNSM-RID27 | 04 | oxygen_dissolved_stable | DOSTA | D | 000 | Near Surface Instrument Frame | 7 | CP01CNSM-RID27-04-DOSTAD000
| CP |  | 01 | CNSM |  | Multi-Function Node | MF | C31 | CP01CNSM-MFC31 | 00 | CPM 3 | CPMEN | G | 000 | MFN | 133 | CP01CNSM-MFC31-00-CPMENG000
| CP |  | 01 | CNSM |  |  | MF | D35 | CP01CNSM-MFD35 | 00 | DCL 35 | DCLEN | G | 000 | MFN | 133 | CP01CNSM-MFD35-00-DCLENG000
| CP |  | 01 | CNSM |  |  | MF | D37 | CP01CNSM-MFD37 | 00 | DCL 37 | DCLEN | G | 000 | MFN | 133 | CP01CNSM-MFD37-00-DCLENG000
| CP |  | 01 | CNSM |  |  | MF | D35 | CP01CNSM-MFD35 | 01 | Velocity_profile_short_range | ADCPT | F | 000 | MFN | 133 | CP01CNSM-MFD35-01-ADCPTF000
| CP |  | 01 | CNSM |  |  | MF | D35 | CP01CNSM-MFD35 | 02 | pressure_SF | PRESF | B | 000 | MFN | 133 | CP01CNSM-MFD35-02-PRESFB000
| CP |  | 01 | CNSM |  |  | MF | D35 | CP01CNSM-MFD35 | 04 | Velocity_point | VELPT | A | 000 | MFN | 133 | CP01CNSM-MFD35-04-VELPTA000
| CP |  | 01 | CNSM |  |  | MF | D35 | CP01CNSM-MFD35 | 05 | pCO2_water | PCO2W | B | 000 | MFN | 133 | CP01CNSM-MFD35-05-PCO2WB000
| CP |  | 01 | CNSM |  |  | MF | D35 | CP01CNSM-MFD35 | 06 | pH_stable | PHSEN | D | 000 | MFN | 133 | CP01CNSM-MFD35-06-PHSEND000
| CP |  | 01 | CNSM |  |  | MF | D37 | CP01CNSM-MFD37 | 01 | attenuation_absorption_optical | OPTAA | D | 000 | MFN | 133 | CP01CNSM-MFD37-01-OPTAAD000
| CP |  | 01 | CNSM |  |  | MF | D37 | CP01CNSM-MFD37 | 03 | CTD_bottom_pumped | CTDBP | D | 000 | MFN | 133 | CP01CNSM-MFD37-03-CTDBPD000
| CP |  | 01 | CNSM |  |  | MF | D37 | CP01CNSM-MFD37 | 04 | oxygen_dissolved_stable | DOSTA | D | 000 | MFN | 133 | CP01CNSM-MFD37-04-DOSTAD000
| CP |  | 01 | CNSM |  |  | MF | D37 | CP01CNSM-MFD37 | 07 | plankton_ZP_sonar_coastal | ZPLSC | C | 000 | MFN | 133 | CP01CNSM-MFD37-07-ZPLSCC000
[11 empty] | Instrument Level | 9
| CP | Central | 01 | CNSP | CP01CNSP | Surface Piercing Profiler Mooring |  |  | CP01CNSP | [7 empty] | CP01CNSP
| CP |  | 01 | CNSP |  | Surface Piercing Profiler | SP | 001 | CP01CNSP-SP001 | 00 | Controller | SPPEN | G | 000 | Surface Piercing Profiler Body | 100 | CP01CNSP-SP001-00-SPPENG000
| CP |  | 01 | CNSP |  |  | SP | 001 | CP01CNSP-SP001 | 02 | attenuation_absorption_optical | OPTAA | J | 000 | Surface Piercing Profiler Body | 100 | CP01CNSP-SP001-02-OPTAAJ000
| CP |  | 01 | CNSP |  |  | SP | 001 | CP01CNSP-SP001 | 03 | nutrient_Nitrate | NUTNR | J | 000 | Surface Piercing Profiler Body | 100 | CP01CNSP-SP001-03-NUTNRJ000
| CP |  | 01 | CNSP |  |  | SP | 001 | CP01CNSP-SP001 | 05 | Velocity_point | VELPT | J | 000 | Surface Piercing Profiler Body | 100 | CP01CNSP-SP001-05-VELPTJ000
| CP |  | 01 | CNSP |  |  | SP | 001 | CP01CNSP-SP001 | 06 | oxygen_dissolved_stable | DOSTA | J | 000 | Surface Piercing Profiler Body | 100 | CP01CNSP-SP001-06-DOSTAJ000
| CP |  | 01 | CNSP |  |  | SP | 001 | CP01CNSP-SP001 | 07 | spectral_irradiance | SPKIR | J | 000 | Surface Piercing Profiler Body | 100 | CP01CNSP-SP001-07-SPKIRJ000
| CP |  | 01 | CNSP |  |  | SP | 001 | CP01CNSP-SP001 | 08 | CTD_profiler | CTDPF | J | 000 | Surface Piercing Profiler Body | 100 | CP01CNSP-SP001-08-CTDPFJ000
| CP |  | 01 | CNSP |  |  | SP | 001 | CP01CNSP-SP001 | 09 | Fluorometer_three_wavelength | FLORT | J | 000 | Surface Piercing Profiler Body | 100 | CP01CNSP-SP001-09-FLORTJ000
| CP |  | 01 | CNSP |  |  | SP | 001 | CP01CNSP-SP001 | 10 | PAR | PARAD | J | 000 | Surface Piercing Profiler Body | 100 | CP01CNSP-SP001-10-PARADJ000
[8 empty] | DCL |  | Port | Instrument Level | 31
| CP | Inshore | 03 | ISSM | CP03ISSM | High Power Surface Mooring |  |  | CP03ISSM | [7 empty] | CP03ISSM
| CP |  | 03 | ISSM |  | Surface Buoy | SB | C11 | CP03ISSM-SBC11 | 00 | CPM 1 | CPMEN | G | 000 | Buoy Well | 0 | CP03ISSM-SBC11-00-CPMENG000
| CP |  | 03 | ISSM |  |  | SB | D11 | CP03ISSM-SBD11 | 00 | DCL 11 | DCLEN | G | 000 | Buoy Well | 0 | CP03ISSM-SBD11-00-DCLENG000
| CP |  | 03 | ISSM |  |  | SB | D12 | CP03ISSM-SBD12 | 00 | DCL 12 | DCLEN | G | 000 | Buoy Well | 0 | CP03ISSM-SBD12-00-DCLENG000
| CP |  | 03 | ISSM |  |  | SB | D11 | CP03ISSM-SBD11 | 01 | Motion pack | MOPAK | 0 | 000 | Buoy Well, center of Mass | 0 | CP03ISSM-SBD11-01-MOPAK0000
| CP |  | 03 | ISSM |  |  | SB | D11 | CP03ISSM-SBD11 | 02 | Hydrogen Sensor | HYDGN | 0 | 000 | Buoy Well | 0 | CP03ISSM-SBD11-02-HYDGN0000
| CP |  | 03 | ISSM |  |  | SB | D11 | CP03ISSM-SBD11 | 06 | Meteorology_bulk | METBK | A | 000 | Buoy Tower | -3 | CP03ISSM-SBD11-06-METBKA000
| CP |  | 03 | ISSM |  |  | SB | D12 | CP03ISSM-SBD12 | 03 | Hydrogen Sensor | HYDGN | 0 | 000 | Buoy Well | 0 | CP03ISSM-SBD12-03-HYDGN0000
| CP |  | 03 | ISSM |  |  | SB | D12 | CP03ISSM-SBD12 | 04 | pCO2_air-sea | PCO2A | A | 000 | Instrument in well, probe in air and one in water | 0 | CP03ISSM-SBD12-04-PCO2AA000
| CP |  | 03 | ISSM |  | Mooring Riser | RI | C21 | CP03ISSM-RIC21 | 00 | CPM 2 | CPMEN | G | 000 | Near Surface Instrument Frame | 7 | CP03ISSM-RIC21-00-CPMENG000
| CP |  | 03 | ISSM |  |  | RI | D26 | CP03ISSM-RID26 | 00 | DCL 26 | DCLEN | G | 000 | Near Surface Instrument Frame | 7 | CP03ISSM-RID26-00-DCLENG000
| CP |  | 03 | ISSM |  |  | RI | D27 | CP03ISSM-RID27 | 00 | DCL 27 | DCLEN | G | 000 | Near Surface Instrument Frame | 7 | CP03ISSM-RID27-00-DCLENG000
| CP |  | 03 | ISSM |  |  | RI | D26 | CP03ISSM-RID26 | 04 | Velocity_point | VELPT | A | 000 | Near Surface Instrument Frame | 7 | CP03ISSM-RID26-04-VELPTA000
| CP |  | 03 | ISSM |  |  | RI | D26 | CP03ISSM-RID26 | 06 | pH_stable | PHSEN | D | 000 | Near Surface Instrument Frame | 7 | CP03ISSM-RID26-06-PHSEND000
| CP |  | 03 | ISSM |  |  | RI | D26 | CP03ISSM-RID26 | 07 | nutrient_Nitrate | NUTNR | B | 000 | Near Surface Instrument Frame | 7 | CP03ISSM-RID26-07-NUTNRB000
| CP |  | 03 | ISSM |  |  | RI | D26 | CP03ISSM-RID26 | 08 | spectral_irradiance | SPKIR | B | 000 | Near Surface Instrument Frame | 7 | CP03ISSM-RID26-08-SPKIRB000
| CP |  | 03 | ISSM |  |  | RI | D27 | CP03ISSM-RID27 | 01 | attenuation_absorption_optical | OPTAA | D | 000 | Near Surface Instrument Frame | 7 | CP03ISSM-RID27-01-OPTAAD000
| CP |  | 03 | ISSM |  |  | RI | D27 | CP03ISSM-RID27 | 02 | Fluorometer_three_wavelength | FLORT | D | 000 | Near Surface Instrument Frame | 7 | CP03ISSM-RID27-02-FLORTD000
| CP |  | 03 | ISSM |  |  | RI | D27 | CP03ISSM-RID27 | 03 | CTD_bottom_pumped | CTDBP | C | 000 | Near Surface Instrument Frame | 7 | CP03ISSM-RID27-03-CTDBPC000
| CP |  | 03 | ISSM |  |  | RI | D27 | CP03ISSM-RID27 | 04 | oxygen_dissolved_stable | DOSTA | D | 000 | Near Surface Instrument Frame | 7 | CP03ISSM-RID27-04-DOSTAD000
| CP |  | 03 | ISSM |  | Multi-Function Node | MF | C31 | CP03ISSM-MFC31 | 00 | CPM 3 | CPMEN | G | 000 | MFN | 91.5 | CP03ISSM-MFC31-00-CPMENG000
| CP |  | 03 | ISSM |  |  | MF | D35 | CP03ISSM-MFD35 | 00 | DCL 35 | DCLEN | G | 000 | MFN | 91.5 | CP03ISSM-MFD35-00-DCLENG000
| CP |  | 03 | ISSM |  |  | MF | D37 | CP03ISSM-MFD37 | 00 | DCL 37 | DCLEN | G | 000 | MFN | 91.5 | CP03ISSM-MFD37-00-DCLENG000
| CP |  | 03 | ISSM |  |  | MF | D35 | CP03ISSM-MFD35 | 01 | Velocity_profile_short_range | ADCPT | F | 000 | MFN | 91.5 | CP03ISSM-MFD35-01-ADCPTF000
| CP |  | 03 | ISSM |  |  | MF | D35 | CP03ISSM-MFD35 | 02 | pressure_SF | PRESF | B | 000 | MFN | 91.5 | CP03ISSM-MFD35-02-PRESFB000
| CP |  | 03 | ISSM |  |  | MF | D35 | CP03ISSM-MFD35 | 04 | Velocity_point | VELPT | A | 000 | MFN | 91.5 | CP03ISSM-MFD35-04-VELPTA000
| CP |  | 03 | ISSM |  |  | MF | D35 | CP03ISSM-MFD35 | 05 | pCO2_water | PCO2W | B | 000 | MFN | 91.5 | CP03ISSM-MFD35-05-PCO2WB000
| CP |  | 03 | ISSM |  |  | MF | D35 | CP03ISSM-MFD35 | 06 | pH_stable | PHSEN | D | 000 | MFN | 91.5 | CP03ISSM-MFD35-06-PHSEND000
| CP |  | 03 | ISSM |  |  | MF | D37 | CP03ISSM-MFD37 | 01 | attenuation_absorption_optical | OPTAA | D | 000 | MFN | 91.5 | CP03ISSM-MFD37-01-OPTAAD000
| CP |  | 03 | ISSM |  |  | MF | D37 | CP03ISSM-MFD37 | 03 | CTD_bottom_pumped | CTDBP | D | 000 | MFN | 91.5 | CP03ISSM-MFD37-03-CTDBPD000
| CP |  | 03 | ISSM |  |  | MF | D37 | CP03ISSM-MFD37 | 04 | oxygen_dissolved_stable | DOSTA | D | 000 | MFN | 91.5 | CP03ISSM-MFD37-04-DOSTAD000
| CP |  | 03 | ISSM |  |  | MF | D37 | CP03ISSM-MFD37 | 07 | plankton_ZP_sonar_coastal | ZPLSC | C | 000 | MFN | 91.5 | CP03ISSM-MFD37-07-ZPLSCC000
[11 empty] | Instrument Level | 9
| CP | Inshore | 03 | ISSP | CP03ISSP | Surface Piercing Profiler Mooring |  |  | CP03ISSP | [7 empty] | CP03ISSP
| CP |  | 03 | ISSP |  | Surface Piercing Profiler | SP | 001 | CP03ISSP-SP001 | 00 | Controller | SPPEN | G | 000 | Surface Piercing Profiler Body | 100 | CP03ISSP-SP001-00-SPPENG000
| CP |  | 03 | ISSP |  |  | SP | 001 | CP03ISSP-SP001 | 02 | attenuation_absorption_optical | OPTAA | J | 000 | Surface Piercing Profiler Body | 80 | CP03ISSP-SP001-02-OPTAAJ000
| CP |  | 03 | ISSP |  |  | SP | 001 | CP03ISSP-SP001 | 03 | nutrient_Nitrate | NUTNR | J | 000 | Surface Piercing Profiler Body | 80 | CP03ISSP-SP001-03-NUTNRJ000
| CP |  | 03 | ISSP |  |  | SP | 001 | CP03ISSP-SP001 | 05 | Velocity_point | VELPT | J | 000 | Surface Piercing Profiler Body | 80 | CP03ISSP-SP001-05-VELPTJ000
| CP |  | 03 | ISSP |  |  | SP | 001 | CP03ISSP-SP001 | 06 | oxygen_dissolved_stable | DOSTA | J | 000 | Surface Piercing Profiler Body | 80 | CP03ISSP-SP001-06-DOSTAJ000
| CP |  | 03 | ISSP |  |  | SP | 001 | CP03ISSP-SP001 | 07 | spectral_irradiance | SPKIR | J | 000 | Surface Piercing Profiler Body | 80 | CP03ISSP-SP001-07-SPKIRJ000
| CP |  | 03 | ISSP |  |  | SP | 001 | CP03ISSP-SP001 | 08 | CTD_profiler | CTDPF | J | 000 | Surface Piercing Profiler Body | 80 | CP03ISSP-SP001-08-CTDPFJ000
| CP |  | 03 | ISSP |  |  | SP | 001 | CP03ISSP-SP001 | 09 | Fluorometer_three_wavelength | FLORT | J | 000 | Surface Piercing Profiler Body | 80 | CP03ISSP-SP001-09-FLORTJ000
| CP |  | 03 | ISSP |  |  | SP | 001 | CP03ISSP-SP001 | 10 | PAR | PARAD | J | 000 | Surface Piercing Profiler Body | 80 | CP03ISSP-SP001-10-PARADJ000
[8 empty] | DCL |  | Port | Instrument Level | 31
| CP | Offshore | 04 | OSSM | CP04OSSM | High Power Surface Mooring |  |  | CP04OSSM | [7 empty] | CP04OSSM
| CP |  | 04 | OSSM |  | Surface Buoy | SB | C11 | CP04OSSM-SBC11 | 00 | CPM 1 | CPMEN | G | 000 | Buoy Well | 0 | CP04OSSM-SBC11-00-CPMENG000
| CP |  | 04 | OSSM |  |  | SB | D11 | CP04OSSM-SBD11 | 00 | DCL 11 | DCLEN | G | 000 | Buoy Well | 0 | CP04OSSM-SBD11-00-DCLENG000
| CP |  | 04 | OSSM |  |  | SB | D12 | CP04OSSM-SBD12 | 00 | DCL 12 | DCLEN | G | 000 | Buoy Well | 0 | CP04OSSM-SBD12-00-DCLENG000
| CP |  | 04 | OSSM |  |  | SB | D11 | CP04OSSM-SBD11 | 01 | Motion pack | MOPAK | 0 | 000 | Buoy Well, center of Mass | 0 | CP04OSSM-SBD11-01-MOPAK0000
| CP |  | 04 | OSSM |  |  | SB | D11 | CP04OSSM-SBD11 | 02 | Hydrogen Sensor | HYDGN | 0 | 000 | Buoy Well | 0 | CP04OSSM-SBD11-02-HYDGN0000
| CP |  | 04 | OSSM |  |  | SB | D11 | CP04OSSM-SBD11 | 06 | Meteorology_bulk | METBK | A | 000 | Buoy Tower | -3 | CP04OSSM-SBD11-06-METBKA000
| CP |  | 04 | OSSM |  |  | SB | D12 | CP04OSSM-SBD12 | 03 | Hydrogen Sensor | HYDGN | 0 | 000 | Buoy Well | 0 | CP04OSSM-SBD12-03-HYDGN0000
| CP |  | 04 | OSSM |  |  | SB | D12 | CP04OSSM-SBD12 | 04 | pCO2_air-sea | PCO2A | A | 000 | Instrument in well, probe in air and one in water | 0 | CP04OSSM-SBD12-04-PCO2AA000
| CP |  | 04 | OSSM |  | Mooring Riser | RI | C21 | CP04OSSM-RIC21 | 00 | CPM 2 | CPMEN | G | 000 | Near Surface Instrument Frame | 7 | CP04OSSM-RIC21-00-CPMENG000
| CP |  | 04 | OSSM |  |  | RI | D26 | CP04OSSM-RID26 | 00 | DCL 26 | DCLEN | G | 000 | Near Surface Instrument Frame | 7 | CP04OSSM-RID26-00-DCLENG000
| CP |  | 04 | OSSM |  |  | RI | D27 | CP04OSSM-RID27 | 00 | DCL 27 | DCLEN | G | 000 | Near Surface Instrument Frame | 7 | CP04OSSM-RID27-00-DCLENG000
| CP |  | 04 | OSSM |  |  | RI | D26 | CP04OSSM-RID26 | 04 | Velocity_point | VELPT | A | 000 | Near Surface Instrument Frame | 7 | CP04OSSM-RID26-04-VELPTA000
| CP |  | 04 | OSSM |  |  | RI | D26 | CP04OSSM-RID26 | 06 | pH_stable | PHSEN | D | 000 | Near Surface Instrument Frame | 7 | CP04OSSM-RID26-06-PHSEND000
| CP |  | 04 | OSSM |  |  | RI | D26 | CP04OSSM-RID26 | 07 | nutrient_Nitrate | NUTNR | B | 000 | Near Surface Instrument Frame | 7 | CP04OSSM-RID26-07-NUTNRB000
| CP |  | 04 | OSSM |  |  | RI | D26 | CP04OSSM-RID26 | 08 | spectral_irradiance | SPKIR | B | 000 | Near Surface Instrument Frame | 7 | CP04OSSM-RID26-08-SPKIRB000
| CP |  | 04 | OSSM |  |  | RI | D27 | CP04OSSM-RID27 | 01 | attenuation_absorption_optical | OPTAA | D | 000 | Near Surface Instrument Frame | 7 | CP04OSSM-RID27-01-OPTAAD000
| CP |  | 04 | OSSM |  |  | RI | D27 | CP04OSSM-RID27 | 02 | Fluorometer_three_wavelength | FLORT | D | 000 | Near Surface Instrument Frame | 7 | CP04OSSM-RID27-02-FLORTD000
| CP |  | 04 | OSSM |  |  | RI | D27 | CP04OSSM-RID27 | 03 | CTD_bottom_pumped | CTDBP | C | 000 | Near Surface Instrument Frame | 7 | CP04OSSM-RID27-03-CTDBPC000
| CP |  | 04 | OSSM |  |  | RI | D27 | CP04OSSM-RID27 | 04 | oxygen_dissolved_stable | DOSTA | D | 000 | Near Surface Instrument Frame | 7 | CP04OSSM-RID27-04-DOSTAD000
| CP |  | 04 | OSSM |  | Multi-Function Node | MF | C31 | CP04OSSM-MFC31 | 00 | CPM 3 | CPMEN | G | 000 | MFN | 450 | CP04OSSM-MFC31-00-CPMENG000
| CP |  | 04 | OSSM |  |  | MF | D35 | CP04OSSM-MFD35 | 00 | DCL 35 | DCLEN | G | 000 | MFN | 450 | CP04OSSM-MFD35-00-DCLENG000
| CP |  | 04 | OSSM |  |  | MF | D37 | CP04OSSM-MFD37 | 00 | DCL 37 | DCLEN | G | 000 | MFN | 450 | CP04OSSM-MFD37-00-DCLENG000
| CP |  | 04 | OSSM |  |  | MF | D35 | CP04OSSM-MFD35 | 01 | Velocity_profile_long_range | ADCPS | J | 000 | MFN | 450 | CP04OSSM-MFD35-01-ADCPSJ000
| CP |  | 04 | OSSM |  |  | MF | D35 | CP04OSSM-MFD35 | 02 | pressure_SF | PRESF | C | 000 | MFN | 450 | CP04OSSM-MFD35-02-PRESFC000
| CP |  | 04 | OSSM |  |  | MF | D35 | CP04OSSM-MFD35 | 04 | Velocity_point | VELPT | B | 000 | MFN | 450 | CP04OSSM-MFD35-04-VELPTB000
| CP |  | 04 | OSSM |  |  | MF | D35 | CP04OSSM-MFD35 | 05 | pCO2_water | PCO2W | B | 000 | MFN | 450 | CP04OSSM-MFD35-05-PCO2WB000
| CP |  | 04 | OSSM |  |  | MF | D35 | CP04OSSM-MFD35 | 06 | pH_stable | PHSEN | D | 000 | MFN | 450 | CP04OSSM-MFD35-06-PHSEND000
| CP |  | 04 | OSSM |  |  | MF | D37 | CP04OSSM-MFD37 | 01 | attenuation_absorption_optical | OPTAA | D | 000 | MFN | 450 | CP04OSSM-MFD37-01-OPTAAD000
| CP |  | 04 | OSSM |  |  | MF | D37 | CP04OSSM-MFD37 | 03 | CTD_bottom_pumped | CTDBP | E | 000 | MFN | 450 | CP04OSSM-MFD37-03-CTDBPE000
| CP |  | 04 | OSSM |  |  | MF | D37 | CP04OSSM-MFD37 | 04 | oxygen_dissolved_stable | DOSTA | D | 000 | MFN | 450 | CP04OSSM-MFD37-04-DOSTAD000
| CP |  | 04 | OSSM |  |  | MF | D37 | CP04OSSM-MFD37 | 07 | plankton_ZP_sonar_coastal | ZPLSC | C | 000 | MFN | 450 | CP04OSSM-MFD37-07-ZPLSCC000
[11 empty] | Instrument Level | 8
| CP | Offshore | 04 | OSPM | CP04OSPM | Coastal Profiler Mooring |  |  | CP04OSPM | [7 empty] | CP04OSPM
| CP |  | 04 | OSPM |  | Surface Buoy | SB | S01 | CP04OSPM-SBS01 | 00 | STC | STCEN | G | 000 | Buoy Well | 0 | CP04OSPM-SBS01-00-STCENG000
| CP |  | 04 | OSPM |  |  | SB | S11 | CP04OSPM-SBS11 | 02 | Motion pack | MOPAK | 0 | 000 | Buoy Well | 0 | CP04OSPM-SBS11-02-MOPAK0000
| CP |  | 04 | OSPM |  | Wire-Following Profiler | WF | P01 | CP04OSPM-WFP01 | 00 | Controller | WFPEN | G | 000 | Wire Following Profiler Body | 427 | CP04OSPM-WFP01-00-WFPENG000
| CP |  | 04 | OSPM |  |  | WF | P01 | CP04OSPM-WFP01 | 01 | Velocity_point_3D_turb | VEL3D | K | 000 | Wire Following Profiler Body | 427 | CP04OSPM-WFP01-01-VEL3DK000
| CP |  | 04 | OSPM |  |  | WF | P01 | CP04OSPM-WFP01 | 02 | oxygen_dissolved_fastresp | DOFST | K | 000 | Wire Following Profiler Body | 427 | CP04OSPM-WFP01-02-DOFSTK000
| CP |  | 04 | OSPM |  |  | WF | P01 | CP04OSPM-WFP01 | 03 | CTD_profiler | CTDPF | K | 000 | Wire Following Profiler Body | 427 | CP04OSPM-WFP01-03-CTDPFK000
| CP |  | 04 | OSPM |  |  | WF | P01 | CP04OSPM-WFP01 | 04 | Fluorometer_three_wavelength | FLORT | K | 000 | Wire Following Profiler Body | 427 | CP04OSPM-WFP01-04-FLORTK000
| CP |  | 04 | OSPM |  |  | WF | P01 | CP04OSPM-WFP01 | 05 | PAR | PARAD | K | 000 | Wire Following Profiler Body | 427 | CP04OSPM-WFP01-05-PARADK000
[11 empty] | Instrument Level | 36
| CP | Upstream Inshore | 02 | PMUI | CP02PMUI | Coastal Profiler Mooring |  |  | CP02PMUI | [7 empty] | CP02PMUI
| CP |  | 02 | PMUI |  | Surface Buoy | SB | S01 | CP02PMUI-SBS01 | 00 | STC | STCEN | G | 000 | Buoy Well | 0 | CP02PMUI-SBS01-00-STCENG000
| CP |  | 02 | PMUI |  |  | SB | S01 | CP02PMUI-SBS01 | 01 | Motion pack | MOPAK | 0 | 000 | Buoy Well | 0 | CP02PMUI-SBS01-01-MOPAK0000
| CP |  | 02 | PMUI |  |  | RI | I01 | CP02PMUI-RII01 | 02 | Velocity_profile_short_range | ADCPT | G | 010 | Instrument Frame | 70 | CP02PMUI-RII01-02-ADCPTG010
| CP |  | 02 | PMUI |  | Wire-Following Profiler | WF | P01 | CP02PMUI-WFP01 | 00 | Controller | WFPEN | G | 000 | Wire Following Profiler Body | 70 | CP02PMUI-WFP01-00-WFPENG000
| CP |  | 02 | PMUI |  |  | WF | P01 | CP02PMUI-WFP01 | 01 | Velocity_point_3D_turb | VEL3D | K | 000 | Wire Following Profiler Body | 70 | CP02PMUI-WFP01-01-VEL3DK000
| CP |  | 02 | PMUI |  |  | WF | P01 | CP02PMUI-WFP01 | 02 | oxygen_dissolved_fastresp | DOFST | K | 000 | Wire Following Profiler Body | 70 | CP02PMUI-WFP01-02-DOFSTK000
| CP |  | 02 | PMUI |  |  | WF | P01 | CP02PMUI-WFP01 | 03 | CTD_profiler | CTDPF | K | 000 | Wire Following Profiler Body | 70 | CP02PMUI-WFP01-03-CTDPFK000
| CP |  | 02 | PMUI |  |  | WF | P01 | CP02PMUI-WFP01 | 04 | Fluorometer_three_wavelength | FLORT | K | 000 | Wire Following Profiler Body | 70 | CP02PMUI-WFP01-04-FLORTK000
| CP |  | 02 | PMUI |  |  | WF | P01 | CP02PMUI-WFP01 | 05 | PAR | PARAD | K | 000 | Wire Following Profiler Body | 70 | CP02PMUI-WFP01-05-PARADK000
| CP | Upstream Offshore | 02 | PMUO | CP02PMUO | Coastal Profiler Mooring |  |  | CP02PMUO | [7 empty] | CP02PMUO
| CP |  | 02 | PMUO |  | Surface Buoy | SB | S01 | CP02PMUO-SBS01 | 00 | STC | STCEN | G | 000 | Buoy Well | 0 | CP02PMUO-SBS01-00-STCENG000
| CP |  | 02 | PMUO |  |  | SB | S01 | CP02PMUO-SBS01 | 01 | Motion pack | MOPAK | 0 | 000 | Buoy Well | 0 | CP02PMUO-SBS01-01-MOPAK0000
| CP |  | 02 | PMUO |  |  | RI | I01 | CP02PMUO-RII01 | 02 | Velocity_profile_long_range | ADCPS | L | 010 | Instrument Frame | 425 | CP02PMUO-RII01-02-ADCPSL010
| CP |  | 02 | PMUO |  | Wire-Following Profiler | WF | P01 | CP02PMUO-WFP01 | 00 | Controller | WFPEN | G | 000 | Wire Following Profiler Body | 425 | CP02PMUO-WFP01-00-WFPENG000
| CP |  | 02 | PMUO |  |  | WF | P01 | CP02PMUO-WFP01 | 01 | Velocity_point_3D_turb | VEL3D | K | 000 | Wire Following Profiler Body | 425 | CP02PMUO-WFP01-01-VEL3DK000
| CP |  | 02 | PMUO |  |  | WF | P01 | CP02PMUO-WFP01 | 02 | oxygen_dissolved_fastresp | DOFST | K | 000 | Wire Following Profiler Body | 425 | CP02PMUO-WFP01-02-DOFSTK000
| CP |  | 02 | PMUO |  |  | WF | P01 | CP02PMUO-WFP01 | 03 | CTD_profiler | CTDPF | K | 000 | Wire Following Profiler Body | 425 | CP02PMUO-WFP01-03-CTDPFK000
| CP |  | 02 | PMUO |  |  | WF | P01 | CP02PMUO-WFP01 | 04 | Fluorometer_three_wavelength | FLORT | K | 000 | Wire Following Profiler Body | 425 | CP02PMUO-WFP01-04-FLORTK000
| CP |  | 02 | PMUO |  |  | WF | P01 | CP02PMUO-WFP01 | 05 | PAR | PARAD | K | 000 | Wire Following Profiler Body | 425 | CP02PMUO-WFP01-05-PARADK000
| CP | Central Inshore | 02 | PMCI | CP02PMCI | Coastal Profiler Mooring |  |  | CP02PMCI | [7 empty] | CP02PMCI
| CP |  | 02 | PMCI |  | Surface Buoy | SB | S01 | CP02PMCI-SBS01 | 00 | STC | STCEN | G | 000 | Buoy Well | 0 | CP02PMCI-SBS01-00-STCENG000
| CP |  | 02 | PMCI |  |  | SB | S01 | CP02PMCI-SBS01 | 01 | Motion pack | MOPAK | 0 | 000 | Buoy Well | 0 | CP02PMCI-SBS01-01-MOPAK0000
| CP |  | 02 | PMCI |  |  | RI | I01 | CP02PMCI-RII01 | 02 | Velocity_profile_short_range | ADCPT | G | 010 | Instrument Frame | 104 | CP02PMCI-RII01-02-ADCPTG010
| CP |  | 02 | PMCI |  | Wire-Following Profiler | WF | P01 | CP02PMCI-WFP01 | 00 | Controller | WFPEN | G | 000 | Wire Following Profiler Body | 425 | CP02PMCI-WFP01-00-WFPENG000
| CP |  | 02 | PMCI |  |  | WF | P01 | CP02PMCI-WFP01 | 01 | Velocity_point_3D_turb | VEL3D | K | 000 | Wire Following Profiler Body | 104 | CP02PMCI-WFP01-01-VEL3DK000
| CP |  | 02 | PMCI |  |  | WF | P01 | CP02PMCI-WFP01 | 02 | oxygen_dissolved_fastresp | DOFST | K | 000 | Wire Following Profiler Body | 104 | CP02PMCI-WFP01-02-DOFSTK000
| CP |  | 02 | PMCI |  |  | WF | P01 | CP02PMCI-WFP01 | 03 | CTD_profiler | CTDPF | K | 000 | Wire Following Profiler Body | 104 | CP02PMCI-WFP01-03-CTDPFK000
| CP |  | 02 | PMCI |  |  | WF | P01 | CP02PMCI-WFP01 | 04 | Fluorometer_three_wavelength | FLORT | K | 000 | Wire Following Profiler Body | 104 | CP02PMCI-WFP01-04-FLORTK000
| CP |  | 02 | PMCI |  |  | WF | P01 | CP02PMCI-WFP01 | 05 | PAR | PARAD | K | 000 | Wire Following Profiler Body | 104 | CP02PMCI-WFP01-05-PARADK000
| CP | Central Offshore | 02 | PMCO | CP02PMCO | Coastal Profiler Mooring |  |  | CP02PMCO | [7 empty] | CP02PMCO
| CP |  | 02 | PMCO |  | Surface Buoy | SB | S01 | CP02PMCO-SBS01 | 00 | STC | STCEN | G | 000 | Buoy Well | 0 | CP02PMCO-SBS01-00-STCENG000
| CP |  | 02 | PMCO |  |  | SB | S01 | CP02PMCO-SBS01 | 01 | Motion pack | MOPAK | 0 | 000 | Buoy Well | 0 | CP02PMCO-SBS01-01-MOPAK0000
| CP |  | 02 | PMCO |  |  | RI | I01 | CP02PMCO-RII01 | 02 | Velocity_profile_short_range | ADCPT | G | 010 | Instrument Frame | 125 | CP02PMCO-RII01-02-ADCPTG010
| CP |  | 02 | PMCO |  | Wire-Following Profiler | WF | P01 | CP02PMCO-WFP01 | 00 | Controller | WFPEN | G | 000 | Wire Following Profiler Body | 425 | CP02PMCO-WFP01-00-WFPENG000
| CP |  | 02 | PMCO |  |  | WF | P01 | CP02PMCO-WFP01 | 01 | Velocity_point_3D_turb | VEL3D | K | 000 | Wire Following Profiler Body | 125 | CP02PMCO-WFP01-01-VEL3DK000
| CP |  | 02 | PMCO |  |  | WF | P01 | CP02PMCO-WFP01 | 02 | oxygen_dissolved_fastresp | DOFST | K | 000 | Wire Following Profiler Body | 125 | CP02PMCO-WFP01-02-DOFSTK000
| CP |  | 02 | PMCO |  |  | WF | P01 | CP02PMCO-WFP01 | 03 | CTD_profiler | CTDPF | K | 000 | Wire Following Profiler Body | 125 | CP02PMCO-WFP01-03-CTDPFK000
| CP |  | 02 | PMCO |  |  | WF | P01 | CP02PMCO-WFP01 | 04 | Fluorometer_three_wavelength | FLORT | K | 000 | Wire Following Profiler Body | 125 | CP02PMCO-WFP01-04-FLORTK000
| CP |  | 02 | PMCO |  |  | WF | P01 | CP02PMCO-WFP01 | 05 | PAR | PARAD | K | 000 | Wire Following Profiler Body | 125 | CP02PMCO-WFP01-05-PARADK000
[11 empty] | Instrument Level | 14
| CP | Mobile Assets | 05 | MOAS | CP05MOAS | AUV | An | nnn | CP05MOAS-Annnn | 01 | Fluorometer_three_wavelength | FLORT | N | 000 | AUV Science Bay | 600 | CP05MOAS-Annnn-01-FLORTN000
| CP |  | 05 | MOAS |  |  | An | nnn | CP05MOAS-Annnn | 02 | oxygen_dissolved_stable | DOSTA | N | 000 | AUV Science Bay | 600 | CP05MOAS-Annnn-02-DOSTAN000
| CP |  | 05 | MOAS |  |  | An | nnn | CP05MOAS-Annnn | 03 | CTD_AUV | CTDAV | N | 000 | AUV Science Bay | 600 | CP05MOAS-Annnn-03-CTDAVN000
| CP |  | 05 | MOAS |  |  | An | nnn | CP05MOAS-Annnn | 04 | nutrient_Nitrate | NUTNR | N | 000 | AUV Science Bay | 600 | CP05MOAS-Annnn-04-NUTNRN000
| CP |  | 05 | MOAS |  |  | An | nnn | CP05MOAS-Annnn | 05 | Velocity_profile_mobile_asset | ADCPA | N | 000 | AUV Science Bay | 600 | CP05MOAS-Annnn-05-ADCPAN000
| CP |  | 05 | MOAS |  |  | An | nnn | CP05MOAS-Annnn | 06 | PAR | PARAD | N | 000 | AUV Science Bay | 600 | CP05MOAS-Annnn-06-PARADN000
| CP |  | 05 | MOAS |  |  | An | nnn | CP05MOAS-Annnn | 00 | Controller | ENG00 | 0 | 000 | AUV Science Bay | 600 | CP05MOAS-Annnn-00-ENG000000
[11 empty] | Instrument Level | 36
| CP | Mobile Assets | 05 | MOAS | CP05MOAS | Coastal Glider | GL | nnn | CP05MOAS-GLnnn | 01 | Velocity_profile_mobile_asset | ADCPA | M | 000 | Glider Science Bay | 1000 | CP05MOAS-GLnnn-01-ADCPAM000
| CP |  | 05 | MOAS |  |  | GL | nnn | CP05MOAS-GLnnn | 02 | Fluorometer_three_wavelength | FLORT | M | 000 | Glider Science Bay | 1000 | CP05MOAS-GLnnn-02-FLORTM000
| CP |  | 05 | MOAS |  |  | GL | nnn | CP05MOAS-GLnnn | 03 | CTD_glider | CTDGV | M | 000 | Glider Science Bay | 1000 | CP05MOAS-GLnnn-03-CTDGVM000
| CP |  | 05 | MOAS |  |  | GL | nnn | CP05MOAS-GLnnn | 04 | oxygen_dissolved_stable | DOSTA | M | 000 | Glider Science Bay | 1000 | CP05MOAS-GLnnn-04-DOSTAM000
| CP |  | 05 | MOAS |  |  | GL | nnn | CP05MOAS-GLnnn | 05 | PAR | PARAD | M | 000 | Glider Science Bay | 1000 | CP05MOAS-GLnnn-05-PARADM000
| CP |  | 05 | MOAS |  |  | GL | nnn | CP05MOAS-GLnnn | 00 | Controller | ENG00 | 0 | 000 | Glider Science Bay | 1000 | CP05MOAS-GLnnn-00-ENG000000
NOTE: Each coastal array (Pioneer and Endurance) platform set nominally includes six Coastal Gliders and two AUVs.
The nnn/nnnn in the nominal reference designators listed above is replaced by the three/four digit serial number for each of the physical gliders/AUVs deployed.
NOTE: Coastal gliders are constructed to operate either at 200m or 1000m depth and are deployed to specific operating sites/routes accordingly.
These operating depths are defined/assigned based on glider configuration and mission at deployment.

## CGSN Endurance (CE)
Array | Array Code | Site (Description) | Site Prefix | Site Suffix | CGSN Site Name | Node Description | Node Code | Node Site Sequence | CGSN Node Name NEW | Port | Instrument Description | Instrument Class | Instrument Series | Insttruement Sequence # | Instrument Location | Depth/Height | OOI
| AA |  | ## | AAAA |  |  | AA | CCC |  | ## |  | CCCCC | A |  |  |  | AA##AAAA-AACCC-##-CCCCCA
[11 empty] | Total Sensor Count: | 253
[11 empty] | Instrument Level | 22
Endurance (CE) | CE | OR Offshore | 04 | OSSM | CE04OSSM | Standard Power Surface Mooring |  |  | CE04OSSM | [7 empty] | CE04OSSM
| CE |  | 04 | OSSM |  | Surface Buoy | SB | C11 | CE04OSSM-SBC11 | 00 | CPM 1 | CPMEN | G | 000 | Buoy Well | 0 | CE04OSSM-SBC11-00-CPMENG000
| CE |  | 04 | OSSM |  |  | SB | D11 | CE04OSSM-SBD11 | 00 | DCL 11 | DCLEN | G | 000 | Buoy Well | 0 | CE04OSSM-SBD11-00-DCLENG000
| CE |  | 04 | OSSM |  |  | SB | D12 | CE04OSSM-SBD12 | 00 | DCL 12 | DCLEN | G | 000 | Buoy Well | 0 | CE04OSSM-SBD12-00-DCLENG000
| CE |  | 04 | OSSM |  |  | SB | D11 | CE04OSSM-SBD11 | 01 | Motion Pack | MOPAK | 0 | 000 | Buoy Well, center of Mass | 0 | CE04OSSM-SBD11-01-MOPAK0000
| CE |  | 04 | OSSM |  |  | SB | D11 | CE04OSSM-SBD11 | 02 | Hydrogen Sensor | HYDGN | 0 | 000 | Buoy Well | 0 | CE04OSSM-SBD11-02-HYDGN0000
| CE |  | 04 | OSSM |  |  | SB | D11 | CE04OSSM-SBD11 | 04 | Velocity_point | VELPT | A | 000 | Bottom of buoy | 1 | CE04OSSM-SBD11-04-VELPTA000
| CE |  | 04 | OSSM |  |  | SB | D11 | CE04OSSM-SBD11 | 06 | Meteorology_bulk | METBK | A | 000 | Buoy Tower | -3 | CE04OSSM-SBD11-06-METBKA000
| CE |  | 04 | OSSM |  |  | SB | D12 | CE04OSSM-SBD12 | 03 | Hydrogen Sensor | HYDGN | 0 | 000 | Buoy Well | 0 | CE04OSSM-SBD12-03-HYDGN0000
| CE |  | 04 | OSSM |  |  | SB | D12 | CE04OSSM-SBD12 | 04 | pCO2_air-sea | PCO2A | A | 000 | Instrument in well, probe in air and one in water | 0 | CE04OSSM-SBD12-04-PCO2AA000
| CE |  | 04 | OSSM |  |  | SB | D12 | CE04OSSM-SBD12 | 05 | wave_spectra_surface | WAVSS | A | 000 | Buoy Well, center of Mass | 0 | CE04OSSM-SBD12-05-WAVSSA000
| CE |  | 04 | OSSM |  | Mooring Riser | RI | C21 | CE04OSSM-RIC21 | 00 | CPM 2 | CPMEN | G | 000 | Near Surface Instrument Frame | 7 | CE04OSSM-RIC21-00-CPMENG000
| CE |  | 04 | OSSM |  |  | RI | D26 | CE04OSSM-RID26 | 00 | DCL 26 | DCLEN | G | 000 | Near Surface Instrument Frame | 7 | CE04OSSM-RID26-00-DCLENG000
| CE |  | 04 | OSSM |  |  | RI | D27 | CE04OSSM-RID27 | 00 | DCL 27 | DCLEN | G | 000 | Near Surface Instrument Frame | 7 | CE04OSSM-RID27-00-DCLENG000
| CE |  | 04 | OSSM |  |  | RI | D26 | CE04OSSM-RID26 | 01 | Velocity_profile_short_range | ADCPT | C | 000 | Near Surface Instrument Frame | 7 | CE04OSSM-RID26-01-ADCPTC000
| CE |  | 04 | OSSM |  |  | RI | D26 | CE04OSSM-RID26 | 04 | Velocity_point | VELPT | A | 000 | Near Surface Instrument Frame | 7 | CE04OSSM-RID26-04-VELPTA000
| CE |  | 04 | OSSM |  |  | RI | D26 | CE04OSSM-RID26 | 06 | pH_stable | PHSEN | D | 000 | Near Surface Instrument Frame | 7 | CE04OSSM-RID26-06-PHSEND000
| CE |  | 04 | OSSM |  |  | RI | D26 | CE04OSSM-RID26 | 07 | nutrient_Nitrate | NUTNR | B | 000 | Near Surface Instrument Frame | 7 | CE04OSSM-RID26-07-NUTNRB000
| CE |  | 04 | OSSM |  |  | RI | D26 | CE04OSSM-RID26 | 08 | spectral_irradiance | SPKIR | B | 000 | Near Surface Instrument Frame | 7 | CE04OSSM-RID26-08-SPKIRB000
| CE |  | 04 | OSSM |  |  | RI | D27 | CE04OSSM-RID27 | 01 | attenuation_absorption_optical | OPTAA | D | 000 | Near Surface Instrument Frame | 7 | CE04OSSM-RID27-01-OPTAAD000
| CE |  | 04 | OSSM |  |  | RI | D27 | CE04OSSM-RID27 | 02 | Fluorometer_three_wavelength | FLORT | D | 000 | Near Surface Instrument Frame | 7 | CE04OSSM-RID27-02-FLORTD000
| CE |  | 04 | OSSM |  |  | RI | D27 | CE04OSSM-RID27 | 03 | CTD_bottom_pumped | CTDBP | C | 000 | Near Surface Instrument Frame | 7 | CE04OSSM-RID27-03-CTDBPC000
| CE |  | 04 | OSSM |  |  | RI | D27 | CE04OSSM-RID27 | 04 | oxygen_dissolved_stable | DOSTA | D | 000 | Near Surface Instrument Frame | 7 | CE04OSSM-RID27-04-DOSTAD000
[8 empty] | DCL |  | Port | Instrument Level | 23
| CE | OR Shelf | 02 | SHSM | CE02SHSM | Standard Power Surface Mooring |  |  | CE02SHSM | [7 empty] | CE02SHSM
| CE |  | 02 | SHSM |  | Surface Buoy | SB | C11 | CE02SHSM-SBC11 | 00 | CPM 1 | CPMEN | G | 000 | Buoy Well | 0 | CE02SHSM-SBC11-00-CPMENG000
| CE |  | 02 | SHSM |  |  | SB | D11 | CE02SHSM-SBD11 | 00 | DCL 11 | DCLEN | G | 000 | Buoy Well | 0 | CE02SHSM-SBD11-00-DCLENG000
| CE |  | 02 | SHSM |  |  | SB | D12 | CE02SHSM-SBD12 | 00 | DCL 12 | DCLEN | G | 000 | Buoy Well | 0 | CE02SHSM-SBD12-00-DCLENG000
| CE |  | 02 | SHSM |  |  | SB | D11 | CE02SHSM-SBD11 | 01 | Motion Pack | MOPAK | 0 | 000 | Buoy Well, center of Mass | 0 | CE02SHSM-SBD11-01-MOPAK0000
| CE |  | 02 | SHSM |  |  | SB | D11 | CE02SHSM-SBD11 | 02 | Hydrogen Sensor | HYDGN | 0 | 000 | Buoy Well | 0 | CE02SHSM-SBD11-02-HYDGN0000
| CE |  | 02 | SHSM |  |  | SB | D11 | CE02SHSM-SBD11 | 06 | Meteorology_bulk | METBK | A | 000 | Buoy Tower | -3 | CE02SHSM-SBD11-06-METBKA000
| CE |  | 02 | SHSM |  |  | SB | D11 | CE02SHSM-SBD11 | 04 | Velocity_point | VELPT | A | 000 | Bottom of buoy | 1 | CE02SHSM-SBD11-04-VELPTA000
| CE |  | 02 | SHSM |  |  | SB | D12 | CE02SHSM-SBD12 | 03 | Hydrogen Sensor | HYDGN | 0 | 000 | Buoy Well | 0 | CE02SHSM-SBD12-03-HYDGN0000
| CE |  | 02 | SHSM |  |  | SB | D12 | CE02SHSM-SBD12 | 04 | pCO2_air-sea | PCO2A | A | 000 | Instrument in well, probe in air and one in water | 0 | CE02SHSM-SBD12-04-PCO2AA000
| CE |  | 02 | SHSM |  |  | SB | D12 | CE02SHSM-SBD12 | 05 | wave_spectra_surface | WAVSS | A | 000 | Buoy Well, center of Mass | 0 | CE02SHSM-SBD12-05-WAVSSA000
| CE |  | 02 | SHSM |  |  | SB | D12 | CE02SHSM-SBD12 | 08 | flux_direct_cov_HP | FDCHP | A | 000 | Buoy Tower | -3 | CE02SHSM-SBD12-08-FDCHPA000
| CE |  | 02 | SHSM |  | Mooring Riser | RI | C21 | CE02SHSM-RIC21 | 00 | CPM 2 | CPMEN | G | 000 | Near Surface Instrument Frame | 7 | CE02SHSM-RIC21-00-CPMENG000
| CE |  | 02 | SHSM |  |  | RI | D26 | CE02SHSM-RID26 | 00 | DCL 26 | DCLEN | G | 000 | Near Surface Instrument Frame | 7 | CE02SHSM-RID26-00-DCLENG000
| CE |  | 02 | SHSM |  |  | RI | D27 | CE02SHSM-RID27 | 00 | DCL 27 | DCLEN | G | 000 | Near Surface Instrument Frame | 7 | CE02SHSM-RID27-00-DCLENG000
| CE |  | 02 | SHSM |  |  | RI | D26 | CE02SHSM-RID26 | 01 | Velocity_profile_short_range | ADCPT | A | 000 | Near Surface Instrument Frame | 7 | CE02SHSM-RID26-01-ADCPTA000
| CE |  | 02 | SHSM |  |  | RI | D26 | CE02SHSM-RID26 | 04 | Velocity_point | VELPT | A | 000 | Near Surface Instrument Frame | 7 | CE02SHSM-RID26-04-VELPTA000
| CE |  | 02 | SHSM |  |  | RI | D26 | CE02SHSM-RID26 | 06 | pH_stable | PHSEN | D | 000 | Near Surface Instrument Frame | 7 | CE02SHSM-RID26-06-PHSEND000
| CE |  | 02 | SHSM |  |  | RI | D26 | CE02SHSM-RID26 | 07 | nutrient_Nitrate | NUTNR | B | 000 | Near Surface Instrument Frame | 7 | CE02SHSM-RID26-07-NUTNRB000
| CE |  | 02 | SHSM |  |  | RI | D26 | CE02SHSM-RID26 | 08 | spectral_irradiance | SPKIR | B | 000 | Near Surface Instrument Frame | 7 | CE02SHSM-RID26-08-SPKIRB000
| CE |  | 02 | SHSM |  |  | RI | D27 | CE02SHSM-RID27 | 01 | attenuation_absorption_optical | OPTAA | D | 000 | Near Surface Instrument Frame | 7 | CE02SHSM-RID27-01-OPTAAD000
| CE |  | 02 | SHSM |  |  | RI | D27 | CE02SHSM-RID27 | 02 | Fluorometer_three_wavelength | FLORT | D | 000 | Near Surface Instrument Frame | 7 | CE02SHSM-RID27-02-FLORTD000
| CE |  | 02 | SHSM |  |  | RI | D27 | CE02SHSM-RID27 | 03 | CTD_bottom_pumped | CTDBP | C | 000 | Near Surface Instrument Frame | 7 | CE02SHSM-RID27-03-CTDBPC000
| CE |  | 02 | SHSM |  |  | RI | D27 | CE02SHSM-RID27 | 04 | oxygen_dissolved_stable | DOSTA | D | 000 | Near Surface Instrument Frame | 7 | CE02SHSM-RID27-04-DOSTAD000
[10 empty] | Port | Instrument Level | 9
| CE | OR Shelf | 02 | SHSP | CE02SHSP | Surface Piercing Profiler Mooring |  |  | CE02SHSP | [7 empty] | CE02SHSP
| CE |  | 02 | SHSP |  | Surface Piercing Profiler | SP | 001 | CE02SHSP-SP001 | 00 | Controller | SPPEN | G | 000 | Surface Piercing Profiler Body | 80 | CE02SHSP-SP001-00-SPPENG000
| CE |  | 02 | SHSP |  |  | SP | 001 | CE02SHSP-SP001 | 01 | oxygen_dissolved_stable | DOSTA | J | 000 | Surface Piercing Profiler Body | 80 | CE02SHSP-SP001-01-DOSTAJ000
| CE |  | 02 | SHSP |  |  | SP | 001 | CE02SHSP-SP001 | 02 | Velocity_point | VELPT | J | 000 | Surface Piercing Profiler Body | 80 | CE02SHSP-SP001-02-VELPTJ000
| CE |  | 02 | SHSP |  |  | SP | 001 | CE02SHSP-SP001 | 04 | attenuation_absorption_optical | OPTAA | J | 000 | Surface Piercing Profiler Body | 80 | CE02SHSP-SP001-04-OPTAAJ000
| CE |  | 02 | SHSP |  |  | SP | 001 | CE02SHSP-SP001 | 05 | nutrient_Nitrate | NUTNR | J | 000 | Surface Piercing Profiler Body | 80 | CE02SHSP-SP001-05-NUTNRJ000
| CE |  | 02 | SHSP |  |  | SP | 001 | CE02SHSP-SP001 | 06 | spectral_irradiance | SPKIR | J | 000 | Surface Piercing Profiler Body | 80 | CE02SHSP-SP001-06-SPKIRJ000
| CE |  | 02 | SHSP |  |  | SP | 001 | CE02SHSP-SP001 | 07 | Fluorometer_three_wavelength | FLORT | J | 000 | Surface Piercing Profiler Body | 80 | CE02SHSP-SP001-07-FLORTJ000
| CE |  | 02 | SHSP |  |  | SP | 001 | CE02SHSP-SP001 | 08 | CTD_profiler | CTDPF | J | 000 | Surface Piercing Profiler Body | 80 | CE02SHSP-SP001-08-CTDPFJ000
| CE |  | 02 | SHSP |  |  | SP | 001 | CE02SHSP-SP001 | 09 | PAR | PARAD | J | 000 | Surface Piercing Profiler Body | 80 | CE02SHSP-SP001-09-PARADJ000
[8 empty] | DCL |  | Port | Instrument Level | 29
| CE | OR Inshore | 01 | ISSM | CE01ISSM | Low Power Surface Mooring |  |  | CE01ISSM | [7 empty] | CE01ISSM
| CE |  | 01 | ISSM |  | Surface Buoy | SB | C11 | CE01ISSM-SBC11 | 00 | CPM 1 | CPMEN | G | 000 | Buoy Well | 0 | CE01ISSM-SBC11-00-CPMENG000
| CE |  | 01 | ISSM |  |  | SB | D17 | CE01ISSM-SBD17 | 00 | DCL 17 | DCLEN | G | 000 | Buoy Well | 0 | CE01ISSM-SBD17-00-DCLENG000
| CE |  | 01 | ISSM |  |  | SB | D17 | CE01ISSM-SBD17 | 01 | Motion Pack | MOPAK | 0 | 000 | Buoy Well, center of Mass | 0 | CE01ISSM-SBD17-01-MOPAK0000
| CE |  | 01 | ISSM |  |  | SB | D17 | CE01ISSM-SBD17 | 06 | CTD_bottom_pumped | CTDBP | C | 000 | Bottom of buoy | 1 | CE01ISSM-SBD17-06-CTDBPC000
| CE |  | 01 | ISSM |  |  | SB | D17 | CE01ISSM-SBD17 | 06 | Fluorometer_three_wavelength | FLORT | D | 000 | Bottom of buoy | 1 | CE01ISSM-SBD17-06-FLORTD000
| CE |  | 01 | ISSM |  |  | SB | D17 | CE01ISSM-SBD17 | 04 | Velocity_point | VELPT | A | 000 | Bottom of buoy | 1 | CE01ISSM-SBD17-04-VELPTA000
| CE |  | 01 | ISSM |  | Mooring Riser | RI | D16 | CE01ISSM-RID16 | 00 | DCL 16 | DCLEN | G | 000 | Near Surface Instrument Frame | 7 | CE01ISSM-RID16-00-DCLENG000
| CE |  | 01 | ISSM |  |  | RI | D16 | CE01ISSM-RID16 | 01 | attenuation_absorption_optical | OPTAA | D | 000 | Near Surface Instrument Frame | 7 | CE01ISSM-RID16-01-OPTAAD000
| CE |  | 01 | ISSM |  |  | RI | D16 | CE01ISSM-RID16 | 02 | Fluorometer_three_wavelength | FLORT | D | 000 | Near Surface Instrument Frame | 7 | CE01ISSM-RID16-02-FLORTD000
| CE |  | 01 | ISSM |  |  | RI | D16 | CE01ISSM-RID16 | 03 | CTD_bottom_pumped | CTDBP | C | 000 | Near Surface Instrument Frame | 7 | CE01ISSM-RID16-03-CTDBPC000
| CE |  | 01 | ISSM |  |  | RI | D16 | CE01ISSM-RID16 | 03 | oxygen_dissolved_stable | DOSTA | D | 000 | Near Surface Instrument Frame | 7 | CE01ISSM-RID16-03-DOSTAD000
| CE |  | 01 | ISSM |  |  | RI | D16 | CE01ISSM-RID16 | 04 | Velocity_point | VELPT | A | 000 | Near Surface Instrument Frame | 7 | CE01ISSM-RID16-04-VELPTA000
| CE |  | 01 | ISSM |  |  | RI | D16 | CE01ISSM-RID16 | 05 | pCO2_water | PCO2W | B | 000 | Near Surface Instrument Frame | 7 | CE01ISSM-RID16-05-PCO2WB000
| CE |  | 01 | ISSM |  |  | RI | D16 | CE01ISSM-RID16 | 06 | pH_stable | PHSEN | D | 000 | Near Surface Instrument Frame | 7 | CE01ISSM-RID16-06-PHSEND000
| CE |  | 01 | ISSM |  |  | RI | D16 | CE01ISSM-RID16 | 07 | nutrient_Nitrate | NUTNR | B | 000 | Near Surface Instrument Frame | 7 | CE01ISSM-RID16-07-NUTNRB000
| CE |  | 01 | ISSM |  |  | RI | D16 | CE01ISSM-RID16 | 08 | spectral_irradiance | SPKIR | B | 000 | Near Surface Instrument Frame | 7 | CE01ISSM-RID16-08-SPKIRB000
| CE |  | 01 | ISSM |  | Multi-Function Node | MF | C31 | CE01ISSM-MFC31 | 00 | CPM 3 | CPMEN | G | 000 | MFN | 25 | CE01ISSM-MFC31-00-CPMENG000
| CE |  | 01 | ISSM |  |  | MF | D35 | CE01ISSM-MFD35 | 00 | DCL 35 | DCLEN | G | 000 | MFN | 25 | CE01ISSM-MFD35-00-DCLENG000
| CE |  | 01 | ISSM |  |  | MF | D37 | CE01ISSM-MFD37 | 00 | DCL 37 | DCLEN | G | 000 | MFN | 25 | CE01ISSM-MFD37-00-DCLENG000
| CE |  | 01 | ISSM |  |  | MF | D35 | CE01ISSM-MFD35 | 01 | Velocity_point_3D_turb | VEL3D | D | 000 | MFN | 25 | CE01ISSM-MFD35-01-VEL3DD000
| CE |  | 01 | ISSM |  |  | MF | D35 | CE01ISSM-MFD35 | 02 | pressure_SF | PRESF | A | 000 | MFN | 25 | CE01ISSM-MFD35-02-PRESFA000
| CE |  | 01 | ISSM |  |  | MF | D35 | CE01ISSM-MFD35 | 04 | Velocity_profile_short_range | ADCPT | M | 000 | MFN | 25 | CE01ISSM-MFD35-04-ADCPTM000
| CE |  | 01 | ISSM |  |  | MF | D35 | CE01ISSM-MFD35 | 05 | pCO2_water | PCO2W | B | 000 | MFN | 25 | CE01ISSM-MFD35-05-PCO2WB000
| CE |  | 01 | ISSM |  |  | MF | D35 | CE01ISSM-MFD35 | 06 | pH_stable | PHSEN | D | 000 | MFN | 25 | CE01ISSM-MFD35-06-PHSEND000
| CE |  | 01 | ISSM |  |  | MF | D37 | CE01ISSM-MFD37 | 01 | attenuation_absorption_optical | OPTAA | D | 000 | MFN | 25 | CE01ISSM-MFD37-01-OPTAAD000
| CE |  | 01 | ISSM |  |  | MF | D37 | CE01ISSM-MFD37 | 03 | CTD_bottom_pumped | CTDBP | C | 000 | MFN | 25 | CE01ISSM-MFD37-03-CTDBPC000
| CE |  | 01 | ISSM |  |  | MF | D37 | CE01ISSM-MFD37 | 03 | oxygen_dissolved_stable | DOSTA | D | 000 | MFN | 25 | CE01ISSM-MFD37-03-DOSTAD000
| CE |  | 01 | ISSM |  |  | MF | D37 | CE01ISSM-MFD37 | 06 | camera_digital_still_strobe | CAMDS | A | 000 | MFN | 25 | CE01ISSM-MFD37-06-CAMDSA000
| CE |  | 01 | ISSM |  |  | MF | D37 | CE01ISSM-MFD37 | 07 | plankton_ZP_sonar_coastal | ZPLSC | C | 000 | MFN | 25 | CE01ISSM-MFD37-07-ZPLSCC000
[11 empty] | Instrument Level | 9
| CE | OR Inshore | 01 | ISSP | CE01ISSP | Surface Piercing Profiler Mooring |  |  | CE01ISSP | [7 empty] | CE01ISSP
| CE |  | 01 | ISSP |  | Surface Piercing Profiler | SP | 001 | CE01ISSP-SP001 | 00 | Controller | SPPEN | G | 000 | Surface Piercing Profiler Body | 25 | CE01ISSP-SP001-00-SPPENG000
| CE |  | 01 | ISSP |  |  | SP | 001 | CE01ISSP-SP001 | 02 | oxygen_dissolved_stable | DOSTA | J | 000 | Surface Piercing Profiler Body | 25 | CE01ISSP-SP001-02-DOSTAJ000
| CE |  | 01 | ISSP |  |  | SP | 001 | CE01ISSP-SP001 | 04 | attenuation_absorption_optical | OPTAA | J | 000 | Surface Piercing Profiler Body | 25 | CE01ISSP-SP001-04-OPTAAJ000
| CE |  | 01 | ISSP |  |  | SP | 001 | CE01ISSP-SP001 | 05 | Velocity_point | VELPT | J | 000 | Surface Piercing Profiler Body | 25 | CE01ISSP-SP001-05-VELPTJ000
| CE |  | 01 | ISSP |  |  | SP | 001 | CE01ISSP-SP001 | 06 | nutrient_Nitrate | NUTNR | J | 000 | Surface Piercing Profiler Body | 25 | CE01ISSP-SP001-06-NUTNRJ000
| CE |  | 01 | ISSP |  |  | SP | 001 | CE01ISSP-SP001 | 07 | spectral_irradiance | SPKIR | J | 000 | Surface Piercing Profiler Body | 25 | CE01ISSP-SP001-07-SPKIRJ000
| CE |  | 01 | ISSP |  |  | SP | 001 | CE01ISSP-SP001 | 08 | Fluorometer_three_wavelength | FLORT | J | 000 | Surface Piercing Profiler Body | 25 | CE01ISSP-SP001-08-FLORTJ000
| CE |  | 01 | ISSP |  |  | SP | 001 | CE01ISSP-SP001 | 09 | CTD_profiler | CTDPF | J | 000 | Surface Piercing Profiler Body | 25 | CE01ISSP-SP001-09-CTDPFJ000
| CE |  | 01 | ISSP |  |  | SP | 001 | CE01ISSP-SP001 | 10 | PAR | PARAD | J | 000 | Surface Piercing Profiler Body | 25 | CE01ISSP-SP001-10-PARADJ000
[8 empty] | DCL |  | Port | Instrument Level | 35
| CE | WA Offshore | 09 | OSSM | CE09OSSM | High Power Surface Mooring |  |  | CE09OSSM | [7 empty] | CE09OSSM
| CE |  | 09 | OSSM |  | Surface Buoy | SB | C11 | CE09OSSM-SBC11 | 00 | CPM 1 | CPMEN | G | 000 | Buoy Well | 0 | CE09OSSM-SBC11-00-CPMENG000
| CE |  | 09 | OSSM |  |  | SB | D11 | CE09OSSM-SBD11 | 00 | DCL 11 | DCLEN | G | 000 | Buoy Well | 0 | CE09OSSM-SBD11-00-DCLENG000
| CE |  | 09 | OSSM |  |  | SB | D12 | CE09OSSM-SBD12 | 00 | DCL 12 | DCLEN | G | 000 | Buoy Well | 0 | CE09OSSM-SBD12-00-DCLENG000
| CE |  | 09 | OSSM |  |  | SB | D11 | CE09OSSM-SBD11 | 01 | Motion Pack | MOPAK | 0 | 000 | Buoy Well, center of Mass | 0 | CE09OSSM-SBD11-01-MOPAK0000
| CE |  | 09 | OSSM |  |  | SB | D11 | CE09OSSM-SBD11 | 02 | Hydrogen Sensor | HYDGN | 0 | 000 | Buoy Well | 0 | CE09OSSM-SBD11-02-HYDGN0000
| CE |  | 09 | OSSM |  |  | SB | D11 | CE09OSSM-SBD11 | 06 | Meteorology_bulk | METBK | A | 000 | Buoy Tower | -3 | CE09OSSM-SBD11-06-METBKA000
| CE |  | 09 | OSSM |  |  | SB | D11 | CE09OSSM-SBD11 | 04 | Velocity_point | VELPT | A | 000 | Bottom of buoy | 1 | CE09OSSM-SBD11-04-VELPTA000
| CE |  | 09 | OSSM |  |  | SB | D12 | CE09OSSM-SBD12 | 03 | Hydrogen Sensor | HYDGN | 0 | 000 | Buoy Well | 0 | CE09OSSM-SBD12-03-HYDGN0000
| CE |  | 09 | OSSM |  |  | SB | D12 | CE09OSSM-SBD12 | 04 | pCO2_air-sea | PCO2A | A | 000 | Instrument in well, probe in air and one in water | 0 | CE09OSSM-SBD12-04-PCO2AA000
| CE |  | 09 | OSSM |  |  | SB | D12 | CE09OSSM-SBD12 | 05 | wave_spectra_surface | WAVSS | A | 000 | Buoy Well, center of Mass | 0 | CE09OSSM-SBD12-05-WAVSSA000
| CE |  | 09 | OSSM |  | Mooring Riser | RI | C21 | CE09OSSM-RIC21 | 00 | CPM 2 | CPMEN | G | 000 | Near Surface Instrument Frame | 7 | CE09OSSM-RIC21-00-CPMENG000
| CE |  | 09 | OSSM |  |  | RI | D26 | CE09OSSM-RID26 | 00 | DCL 26 | DCLEN | G | 000 | Near Surface Instrument Frame | 7 | CE09OSSM-RID26-00-DCLENG000
| CE |  | 09 | OSSM |  |  | RI | D27 | CE09OSSM-RID27 | 00 | DCL 27 | DCLEN | G | 000 | Near Surface Instrument Frame | 7 | CE09OSSM-RID27-00-DCLENG000
| CE |  | 09 | OSSM |  |  | RI | D26 | CE09OSSM-RID26 | 01 | Velocity_profile_short_range | ADCPT | C | 000 | Near Surface Instrument Frame | 7 | CE09OSSM-RID26-01-ADCPTC000
| CE |  | 09 | OSSM |  |  | RI | D26 | CE09OSSM-RID26 | 04 | Velocity_point | VELPT | A | 000 | Near Surface Instrument Frame | 7 | CE09OSSM-RID26-04-VELPTA000
| CE |  | 09 | OSSM |  |  | RI | D26 | CE09OSSM-RID26 | 06 | pH_stable | PHSEN | D | 000 | Near Surface Instrument Frame | 7 | CE09OSSM-RID26-06-PHSEND000
| CE |  | 09 | OSSM |  |  | RI | D26 | CE09OSSM-RID26 | 07 | nutrient_Nitrate | NUTNR | B | 000 | Near Surface Instrument Frame | 7 | CE09OSSM-RID26-07-NUTNRB000
| CE |  | 09 | OSSM |  |  | RI | D26 | CE09OSSM-RID26 | 08 | spectral_irradiance | SPKIR | B | 000 | Near Surface Instrument Frame | 7 | CE09OSSM-RID26-08-SPKIRB000
| CE |  | 09 | OSSM |  |  | RI | D27 | CE09OSSM-RID27 | 01 | attenuation_absorption_optical | OPTAA | D | 000 | Near Surface Instrument Frame | 7 | CE09OSSM-RID27-01-OPTAAD000
| CE |  | 09 | OSSM |  |  | RI | D27 | CE09OSSM-RID27 | 02 | Fluorometer_three_wavelength | FLORT | D | 000 | Near Surface Instrument Frame | 7 | CE09OSSM-RID27-02-FLORTD000
| CE |  | 09 | OSSM |  |  | RI | D27 | CE09OSSM-RID27 | 03 | CTD_bottom_pumped | CTDBP | C | 000 | Near Surface Instrument Frame | 7 | CE09OSSM-RID27-03-CTDBPC000
| CE |  | 09 | OSSM |  |  | RI | D27 | CE09OSSM-RID27 | 04 | oxygen_dissolved_stable | DOSTA | D | 000 | Near Surface Instrument Frame | 7 | CE09OSSM-RID27-04-DOSTAD000
| CE |  | 09 | OSSM |  | Multi-Function Node | MF | C31 | CE09OSSM-MFC31 | 00 | CPM 3 | CPMEN | G | 000 | MFN | 540 | CE09OSSM-MFC31-00-CPMENG000
| CE |  | 09 | OSSM |  |  | MF | D35 | CE09OSSM-MFD35 | 00 | DCL 35 | DCLEN | G | 000 | MFN | 540 | CE09OSSM-MFD35-00-DCLENG000
| CE |  | 09 | OSSM |  |  | MF | D37 | CE09OSSM-MFD37 | 00 | DCL 37 | DCLEN | G | 000 | MFN | 540 | CE09OSSM-MFD37-00-DCLENG000
| CE |  | 09 | OSSM |  |  | MF | D35 | CE09OSSM-MFD35 | 01 | Velocity_point_3D_turb | VEL3D | D | 000 | MFN | 540 | CE09OSSM-MFD35-01-VEL3DD000
| CE |  | 09 | OSSM |  |  | MF | D35 | CE09OSSM-MFD35 | 02 | pressure_SF | PRESF | C | 000 | MFN | 540 | CE09OSSM-MFD35-02-PRESFC000
| CE |  | 09 | OSSM |  |  | MF | D35 | CE09OSSM-MFD35 | 04 | Velocity_profile_long_range | ADCPS | J | 000 | MFN | 540 | CE09OSSM-MFD35-04-ADCPSJ000
| CE |  | 09 | OSSM |  |  | MF | D35 | CE09OSSM-MFD35 | 05 | pCO2_water | PCO2W | B | 000 | MFN | 540 | CE09OSSM-MFD35-05-PCO2WB000
| CE |  | 09 | OSSM |  |  | MF | D35 | CE09OSSM-MFD35 | 06 | pH_stable | PHSEN | D | 000 | MFN | 540 | CE09OSSM-MFD35-06-PHSEND000
| CE |  | 09 | OSSM |  |  | MF | D37 | CE09OSSM-MFD37 | 01 | attenuation_absorption_optical | OPTAA | C | 000 | MFN | 540 | CE09OSSM-MFD37-01-OPTAAC000
| CE |  | 09 | OSSM |  |  | MF | D37 | CE09OSSM-MFD37 | 03 | CTD_bottom_pumped | CTDBP | E | 000 | MFN | 540 | CE09OSSM-MFD37-03-CTDBPE000
| CE |  | 09 | OSSM |  |  | MF | D37 | CE09OSSM-MFD37 | 03 | oxygen_dissolved_stable | DOSTA | D | 000 | MFN | 540 | CE09OSSM-MFD37-03-DOSTAD000
| CE |  | 09 | OSSM |  |  | MF | D37 | CE090SSM-MFD00 | 07 | plankton_ZP_sonar_coastal | ZPLSC | C | 000 | MFN | 540 | CE09OSSM-MFD37-07-ZPLSCC000
| CE |  | 09 | OSSM |  |  | MF | D37 | CE09OSSM-MFD37 | 06 | camera_digital_still_strobe | CAMDS | A | 000 | MFN | 540 | CE09OSSM-MFD37-06-CAMDSA000
[11 empty] | Instrument Level | 8
| CE | WA Offshore | 09 | OSPM | CE09OSPM | Coastal Profiler Mooring |  |  | CE09OSPM | [7 empty] | CE09OSPM
| CE |  | 09 | OSPM |  | Surface Buoy | SB | S01 | CE09OSPM-SBS01 | 00 | STC | STCEN | G | 000 | Buoy Well | 0 | CE09OSPM-SBS01-00-STCENG000
| CE |  | 09 | OSPM |  |  | SB | S01 | CE09OSPM-SBS01 | 01 | Motion Pack | MOPAK | 0 | 000 | Buoy Well | 0 | CE09OSPM-SBS01-01-MOPAK0000 | CE09OSPM-SBS01-01-MOPAK0000
| CE |  | 09 | OSPM |  | Wire-Following Profiler | WF | P01 | CE09OSPM-WFP01 | 00 | Controller | WFPEN | G | 000 | Wire Following Profiler Body | 540 | CE09OSPM-WFP01-00-WFPENG000
| CE |  | 09 | OSPM |  |  | WF | P01 | CE09OSPM-WFP01 | 01 | Velocity_point_3D_turb | VEL3D | K | 000 | Wire Following Profiler Body | 540 | CE09OSPM-WFP01-01-VEL3DK000
| CE |  | 09 | OSPM |  |  | WF | P01 | CE09OSPM-WFP01 | 02 | oxygen_dissolved_fastresp | DOFST | K | 000 | Wire Following Profiler Body | 540 | CE09OSPM-WFP01-02-DOFSTK000
| CE |  | 09 | OSPM |  |  | WF | P01 | CE09OSPM-WFP01 | 03 | CTD_profiler | CTDPF | K | 000 | Wire Following Profiler Body | 540 | CE09OSPM-WFP01-03-CTDPFK000
| CE |  | 09 | OSPM |  |  | WF | P01 | CE09OSPM-WFP01 | 04 | Fluorometer_three_wavelength | FLORT | K | 000 | Wire Following Profiler Body | 540 | CE09OSPM-WFP01-04-FLORTK000
| CE |  | 09 | OSPM |  |  | WF | P01 | CE09OSPM-WFP01 | 05 | PAR | PARAD | K | 000 | Wire Following Profiler Body | 540 | CE09OSPM-WFP01-05-PARADK000
[8 empty] | DCL |  | Port | Instrument Level | 35
| CE | WA Shelf | 07 | SHSM | CE07SHSM | High Power Surface Mooring |  |  | CE07SHSM | [7 empty] | CE07SHSM
| CE |  | 07 | SHSM |  | Surface Buoy | SB | C11 | CE07SHSM-SBC11 | 00 | CPM 1 | CPMEN | G | 000 | Buoy Well | 0 | CE07SHSM-SBC11-00-CPMENG000
| CE |  | 07 | SHSM |  |  | SB | D11 | CE07SHSM-SBD11 | 00 | DCL 11 | DCLEN | G | 000 | Buoy Well | 0 | CE07SHSM-SBD11-00-DCLENG000
| CE |  | 07 | SHSM |  |  | SB | D12 | CE07SHSM-SBD12 | 00 | DCL 12 | DCLEN | G | 000 | Buoy Well | 0 | CE07SHSM-SBD12-00-DCLENG000
| CE |  | 07 | SHSM |  |  | SB | D11 | CE07SHSM-SBD11 | 01 | Motion Pack | MOPAK | 0 | 000 | Buoy Well, center of Mass | 0 | CE07SHSM-SBD11-01-MOPAK0000
| CE |  | 07 | SHSM |  |  | SB | D11 | CE07SHSM-SBD11 | 02 | Hydrogen Sensor | HYDGN | 0 | 000 | Buoy Well | 0 | CE07SHSM-SBD11-02-HYDGN0000
| CE |  | 07 | SHSM |  |  | SB | D11 | CE07SHSM-SBD11 | 06 | Meteorology_bulk | METBK | A | 000 | Buoy Tower | -3 | CE07SHSM-SBD11-06-METBKA000
| CE |  | 07 | SHSM |  |  | SB | D12 | CE07SHSM-SBD12 | 04 | pCO2_air-sea | PCO2A | A | 000 | Instrument in well, probe in air and one in water | 0 | CE07SHSM-SBD12-04-PCO2AA000
| CE |  | 07 | SHSM |  |  | SB | D12 | CE07SHSM-SBD12 | 03 | Hydrogen Sensor | HYDGN | 0 | 000 | Buoy Well | 0 | CE07SHSM-SBD12-03-HYDGN0000
| CE |  | 07 | SHSM |  |  | SB | D11 | CE07SHSM-SBD11 | 04 | Velocity_point | VELPT | A | 000 | Bottom of buoy | 1 | CE07SHSM-SBD11-04-VELPTA000
| CE |  | 07 | SHSM |  |  | SB | D12 | CE07SHSM-SBD12 | 05 | wave_spectra_surface | WAVSS | A | 000 | Buoy Well, center of Mass | 0 | CE07SHSM-SBD12-05-WAVSSA000
| CE |  | 07 | SHSM |  | Mooring Riser | RI | C21 | CE07SHSM-RIC21 | 00 | CPM 2 | CPMEN | G | 000 | Near Surface Instrument Frame | 7 | CE07SHSM-RIC21-00-CPMENG000
| CE |  | 07 | SHSM |  |  | RI | D26 | CE07SHSM-RID26 | 00 | DCL 26 | DCLEN | G | 000 | Near Surface Instrument Frame | 7 | CE07SHSM-RID26-00-DCLENG000
| CE |  | 07 | SHSM |  |  | RI | D27 | CE07SHSM-RID27 | 00 | DCL 27 | DCLEN | G | 000 | Near Surface Instrument Frame | 7 | CE07SHSM-RID27-00-DCLENG000
| CE |  | 07 | SHSM |  |  | RI | D26 | CE07SHSM-RID26 | 01 | Velocity_profile_short_range | ADCPT | A | 000 | Near Surface Instrument Frame | 7 | CE07SHSM-RID26-01-ADCPTA000
| CE |  | 07 | SHSM |  |  | RI | D26 | CE07SHSM-RID26 | 04 | Velocity_point | VELPT | A | 000 | Near Surface Instrument Frame | 7 | CE07SHSM-RID26-04-VELPTA000
| CE |  | 07 | SHSM |  |  | RI | D26 | CE07SHSM-RID26 | 06 | pH_stable | PHSEN | D | 000 | Near Surface Instrument Frame | 7 | CE07SHSM-RID26-06-PHSEND000
| CE |  | 07 | SHSM |  |  | RI | D26 | CE07SHSM-RID26 | 07 | nutrient_Nitrate | NUTNR | B | 000 | Near Surface Instrument Frame | 7 | CE07SHSM-RID26-07-NUTNRB000
| CE |  | 07 | SHSM |  |  | RI | D26 | CE07SHSM-RID26 | 08 | spectral_irradiance | SPKIR | B | 000 | Near Surface Instrument Frame | 7 | CE07SHSM-RID26-08-SPKIRB000
| CE |  | 07 | SHSM |  |  | RI | D27 | CE07SHSM-RID27 | 01 | attenuation_absorption_optical | OPTAA | D | 000 | Near Surface Instrument Frame | 7 | CE07SHSM-RID27-01-OPTAAD000
| CE |  | 07 | SHSM |  |  | RI | D27 | CE07SHSM-RID27 | 02 | Fluorometer_three_wavelength | FLORT | D | 000 | Near Surface Instrument Frame | 7 | CE07SHSM-RID27-02-FLORTD000
| CE |  | 07 | SHSM |  |  | RI | D27 | CE07SHSM-RID27 | 03 | CTD_bottom_pumped | CTDBP | C | 000 | Near Surface Instrument Frame | 7 | CE07SHSM-RID27-03-CTDBPC000
| CE |  | 07 | SHSM |  |  | RI | D27 | CE07SHSM-RID27 | 04 | oxygen_dissolved_stable | DOSTA | D | 000 | Near Surface Instrument Frame | 7 | CE07SHSM-RID27-04-DOSTAD000
| CE |  | 07 | SHSM |  | Multi-Function Node | MF | C31 | CE07SHSM-MFC31 | 00 | CPM 3 | CPMEN | G | 000 | MFN | 87 | CE07SHSM-MFC31-00-CPMENG000
| CE |  | 07 | SHSM |  |  | MF | D35 | CE07SHSM-MFD35 | 00 | DCL 35 | DCLEN | G | 000 | MFN | 87 | CE07SHSM-MFD35-00-DCLENG000
| CE |  | 07 | SHSM |  |  | MF | D37 | CE07SHSM-MFD37 | 00 | DCL 37 | DCLEN | G | 000 | MFN | 87 | CE07SHSM-MFD37-00-DCLENG000
| CE |  | 07 | SHSM |  |  | MF | D35 | CE07SHSM-MFD35 | 01 | Velocity_point_3D_turb | VEL3D | D | 000 | MFN | 87 | CE07SHSM-MFD35-01-VEL3DD000
| CE |  | 07 | SHSM |  |  | MF | D35 | CE07SHSM-MFD35 | 02 | pressure_SF | PRESF | B | 000 | MFN | 87 | CE07SHSM-MFD35-02-PRESFB000
| CE |  | 07 | SHSM |  |  | MF | D35 | CE07SHSM-MFD35 | 04 | Velocity_profile_short_range | ADCPT | C | 000 | MFN | 87 | CE07SHSM-MFD35-04-ADCPTC000
| CE |  | 07 | SHSM |  |  | MF | D35 | CE07SHSM-MFD35 | 05 | pCO2_water | PCO2W | B | 000 | MFN | 87 | CE07SHSM-MFD35-05-PCO2WB000
| CE |  | 07 | SHSM |  |  | MF | D35 | CE07SHSM-MFD35 | 06 | pH_stable | PHSEN | D | 000 | MFN | 87 | CE07SHSM-MFD35-06-PHSEND000
| CE |  | 07 | SHSM |  |  | MF | D37 | CE07SHSM-MFD37 | 01 | attenuation_absorption_optical | OPTAA | D | 000 | MFN | 87 | CE07SHSM-MFD37-01-OPTAAD000
| CE |  | 07 | SHSM |  |  | MF | D37 | CE07SHSM-MFD37 | 03 | CTD_bottom_pumped | CTDBP | C | 000 | MFN | 87 | CE07SHSM-MFD37-03-CTDBPC000
| CE |  | 07 | SHSM |  |  | MF | D37 | CE07SHSM-MFD37 | 03 | oxygen_dissolved_stable | DOSTA | D | 000 | MFN | 87 | CE07SHSM-MFD37-03-DOSTAD000
| CE |  | 07 | SHSM |  |  | MF | D37 | CE07SHSM-MFD37 | 06 | camera_digital_still_strobe | CAMDS | A | 000 | MFN | 87 | CE07SHSM-MFD37-06-CAMDSA000
| CE |  | 07 | SHSM |  |  | MF | D37 | CE07SHSM-MFD37 | 07 | plankton_ZP_sonar_coastal | ZPLSC | C | 000 | MFN | 87 | CE07SHSM-MFD37-07-ZPLSCC000
[11 empty] | Instrument Level | 9
| CE | WA Shelf | 07 | SHSP | CE07SHSP | Surface Piercing Profiler Mooring |  |  | CE07SHSP | [7 empty] | CE07SHSP
| CE |  | 07 | SHSP |  | Surface Piercing Profiler | SP | 001 | CE07SHSP-SP001 | 00 | Controller | SPPEN | G | 000 | Surface Piercing Profiler Body | 87 | CE07SHSP-SP001-00-SPPENG000
| CE |  | 07 | SHSP |  |  | SP | 001 | CE07SHSP-SP001 | 01 | oxygen_dissolved_stable | DOSTA | J | 000 | Surface Piercing Profiler Body | 87 | CE07SHSP-SP001-01-DOSTAJ000
| CE |  | 07 | SHSP |  |  | SP | 001 | CE07SHSP-SP001 | 02 | Velocity_point | VELPT | J | 000 | Surface Piercing Profiler Body | 87 | CE07SHSP-SP001-02-VELPTJ000
| CE |  | 07 | SHSP |  |  | SP | 001 | CE07SHSP-SP001 | 04 | attenuation_absorption_optical | OPTAA | J | 000 | Surface Piercing Profiler Body | 87 | CE07SHSP-SP001-04-OPTAAJ000
| CE |  | 07 | SHSP |  |  | SP | 001 | CE07SHSP-SP001 | 05 | nutrient_Nitrate | NUTNR | J | 000 | Surface Piercing Profiler Body | 87 | CE07SHSP-SP001-05-NUTNRJ000
| CE |  | 07 | SHSP |  |  | SP | 001 | CE07SHSP-SP001 | 06 | spectral_irradiance | SPKIR | J | 000 | Surface Piercing Profiler Body | 87 | CE07SHSP-SP001-06-SPKIRJ000
| CE |  | 07 | SHSP |  |  | SP | 001 | CE07SHSP-SP001 | 07 | Fluorometer_three_wavelength | FLORT | J | 000 | Surface Piercing Profiler Body | 87 | CE07SHSP-SP001-07-FLORTJ000
| CE |  | 07 | SHSP |  |  | SP | 001 | CE07SHSP-SP001 | 08 | CTD_profiler | CTDPF | J | 000 | Surface Piercing Profiler Body | 87 | CE07SHSP-SP001-08-CTDPFJ000
| CE |  | 07 | SHSP |  |  | SP | 001 | CE07SHSP-SP001 | 09 | PAR | PARAD | J | 000 | Surface Piercing Profiler Body | 87 | CE07SHSP-SP001-09-PARADJ000
[11 empty] | Instrument Level | 29
| CE | WA Inshore | 06 | ISSM | CE06ISSM | Low Power Surface Mooring |  |  | CE06ISSM | [7 empty] | CE06ISSM
| CE |  | 06 | ISSM |  | Surface Buoy | SB | C11 | CE06ISSM-SBC11 | 00 | CPM 1 | CPMEN | G | 000 | Buoy Well | 0 | CE06ISSM-SBC11-00-CPMENG000
| CE |  | 06 | ISSM |  |  | SB | D17 | CE06ISSM-SBD17 | 00 | DCL 17 | DCLEN | G | 000 | Buoy Well | 0 | CE06ISSM-SBD17-00-DCLENG000
| CE |  | 06 | ISSM |  |  | SB | D17 | CE06ISSM-SBD17 | 01 | Motion Pack | MOPAK | 0 | 000 | Buoy Well, center of Mass | 0 | CE06ISSM-SBD17-01-MOPAK0000
| CE |  | 06 | ISSM |  |  | SB | D17 | CE06ISSM-SBD17 | 06 | CTD_bottom_pumped | CTDBP | C | 000 | Bottom of buoy | 1 | CE06ISSM-SBD17-06-CTDBPC000
| CE |  | 06 | ISSM |  |  | SB | D17 | CE06ISSM-SBD17 | 06 | Fluorometer_three_wavelength | FLORT | D | 000 | Bottom of buoy | 1 | CE06ISSM-SBD17-06-FLORTD000
| CE |  | 06 | ISSM |  |  | SB | D17 | CE06ISSM-SBD17 | 04 | Velocity_point | VELPT | A | 000 | Bottom of buoy | 1 | CE06ISSM-SBD17-04-VELPTA000
| CE |  | 06 | ISSM |  | Mooring Riser | RI | D16 | CE06ISSM-RID16 | 00 | DCL 16 | DCLEN | G | 000 | Near Surface Instrument Frame | 7 | CE06ISSM-RID16-00-DCLENG000
| CE |  | 06 | ISSM |  |  | RI | D16 | CE06ISSM-RID16 | 01 | attenuation_absorption_optical | OPTAA | D | 000 | Near Surface Instrument Frame | 7 | CE06ISSM-RID16-01-OPTAAD000
| CE |  | 06 | ISSM |  |  | RI | D16 | CE06ISSM-RID16 | 02 | Fluorometer_three_wavelength | FLORT | D | 000 | Near Surface Instrument Frame | 7 | CE06ISSM-RID16-02-FLORTD000
| CE |  | 06 | ISSM |  |  | RI | D16 | CE06ISSM-RID16 | 03 | CTD_bottom_pumped | CTDBP | C | 000 | Near Surface Instrument Frame | 7 | CE06ISSM-RID16-03-CTDBPC000
| CE |  | 06 | ISSM |  |  | RI | D16 | CE06ISSM-RID16 | 03 | oxygen_dissolved_stable | DOSTA | D | 000 | Near Surface Instrument Frame | 7 | CE06ISSM-RID16-03-DOSTAD000
| CE |  | 06 | ISSM |  |  | RI | D16 | CE06ISSM-RID16 | 04 | Velocity_point | VELPT | A | 000 | Near Surface Instrument Frame | 7 | CE06ISSM-RID16-04-VELPTA000
| CE |  | 06 | ISSM |  |  | RI | D16 | CE06ISSM-RID16 | 05 | pCO2_water | PCO2W | B | 000 | Near Surface Instrument Frame | 7 | CE06ISSM-RID16-05-PCO2WB000
| CE |  | 06 | ISSM |  |  | RI | D16 | CE06ISSM-RID16 | 06 | pH_stable | PHSEN | D | 000 | Near Surface Instrument Frame | 7 | CE06ISSM-RID16-06-PHSEND000
| CE |  | 06 | ISSM |  |  | RI | D16 | CE06ISSM-RID16 | 07 | nutrient_Nitrate | NUTNR | B | 000 | Near Surface Instrument Frame | 7 | CE06ISSM-RID16-07-NUTNRB000
| CE |  | 06 | ISSM |  |  | RI | D16 | CE06ISSM-RID16 | 08 | spectral_irradiance | SPKIR | B | 000 | Near Surface Instrument Frame | 7 | CE06ISSM-RID16-08-SPKIRB000
| CE |  | 06 | ISSM |  | Multi-Function Node | MF | C31 | CE06ISSM-MFC31 | 00 | CPM 3 | CPMEN | G | 000 | MFN | 29 | CE06ISSM-MFC31-00-CPMENG000
| CE |  | 06 | ISSM |  |  | MF | D35 | CE06ISSM-MFD35 | 00 | DCL 35 | DCLEN | G | 000 | MFN | 29 | CE06ISSM-MFD35-00-DCLENG000
| CE |  | 06 | ISSM |  |  | MF | D37 | CE06ISSM-MFD37 | 00 | DCL 37 | DCLEN | G | 000 | MFN | 29 | CE06ISSM-MFD37-00-DCLENG000
| CE |  | 06 | ISSM |  |  | MF | D35 | CE06ISSM-MFD35 | 01 | Velocity_point_3D_turb | VEL3D | D | 000 | MFN | 29 | CE06ISSM-MFD35-01-VEL3DD000
| CE |  | 06 | ISSM |  |  | MF | D35 | CE06ISSM-MFD35 | 02 | pressure_SF | PRESF | A | 000 | MFN | 29 | CE06ISSM-MFD35-02-PRESFA000
| CE |  | 06 | ISSM |  |  | MF | D35 | CE06ISSM-MFD35 | 04 | Velocity_profile_short_range | ADCPT | M | 000 | MFN | 29 | CE06ISSM-MFD35-04-ADCPTM000
| CE |  | 06 | ISSM |  |  | MF | D35 | CE06ISSM-MFD35 | 05 | pCO2_water | PCO2W | B | 000 | MFN | 29 | CE06ISSM-MFD35-05-PCO2WB000
| CE |  | 06 | ISSM |  |  | MF | D35 | CE06ISSM-MFD35 | 06 | pH_stable | PHSEN | D | 000 | MFN | 29 | CE06ISSM-MFD35-06-PHSEND000
| CE |  | 06 | ISSM |  |  | MF | D37 | CE06ISSM-MFD37 | 01 | attenuation_absorption_optical | OPTAA | D | 000 | MFN | 29 | CE06ISSM-MFD37-01-OPTAAD000
| CE |  | 06 | ISSM |  |  | MF | D37 | CE06ISSM-MFD37 | 03 | CTD_bottom_pumped | CTDBP | C | 000 | MFN | 29 | CE06ISSM-MFD37-03-CTDBPC000
| CE |  | 06 | ISSM |  |  | MF | D37 | CE06ISSM-MFD37 | 03 | oxygen_dissolved_stable | DOSTA | D | 000 | MFN | 29 | CE06ISSM-MFD37-03-DOSTAD000
| CE |  | 06 | ISSM |  |  | MF | D37 | CE06ISSM-MFD37 | 06 | camera_digital_still_strobe | CAMDS | A | 000 | MFN | 29 | CE06ISSM-MFD37-06-CAMDSA000
| CE |  | 06 | ISSM |  |  | MF | D37 | CE06ISSM-MFD37 | 07 | plankton_ZP_sonar_coastal | ZPLSC | C | 000 | MFN | 29 | CE06ISSM-MFD37-07-ZPLSCC000
[11 empty] | Instrument Level | 9
| CE | WA Inshore | 06 | ISSP | CE06ISSP | Surface Piercing Profiler Mooring |  |  | CE06ISSP | [7 empty] | CE06ISSP
| CE |  | 06 | ISSP |  | Surface Piercing Profiler | SP | 001 | CE06ISSP-SP001 | 00 | Controller | SPPEN | G | 000 | Surface Piercing Profiler Body | 29 | CE06ISSP-SP001-00-SPPENG000
| CE |  | 06 | ISSP |  |  | SP | 001 | CE06ISSP-SP001 | 02 | oxygen_dissolved_stable | DOSTA | J | 000 | Surface Piercing Profiler Body | 29 | CE06ISSP-SP001-02-DOSTAJ000
| CE |  | 06 | ISSP |  |  | SP | 001 | CE06ISSP-SP001 | 04 | attenuation_absorption_optical | OPTAA | J | 000 | Surface Piercing Profiler Body | 29 | CE06ISSP-SP001-04-OPTAAJ000
| CE |  | 06 | ISSP |  |  | SP | 001 | CE06ISSP-SP001 | 05 | Velocity_point | VELPT | J | 000 | Surface Piercing Profiler Body | 29 | CE06ISSP-SP001-05-VELPTJ000
| CE |  | 06 | ISSP |  |  | SP | 001 | CE06ISSP-SP001 | 06 | nutrient_Nitrate | NUTNR | J | 000 | Surface Piercing Profiler Body | 29 | CE06ISSP-SP001-06-NUTNRJ000
| CE |  | 06 | ISSP |  |  | SP | 001 | CE06ISSP-SP001 | 07 | spectral_irradiance | SPKIR | J | 000 | Surface Piercing Profiler Body | 29 | CE06ISSP-SP001-07-SPKIRJ000
| CE |  | 06 | ISSP |  |  | SP | 001 | CE06ISSP-SP001 | 08 | Fluorometer_three_wavelength | FLORT | J | 000 | Surface Piercing Profiler Body | 29 | CE06ISSP-SP001-08-FLORTJ000
| CE |  | 06 | ISSP |  |  | SP | 001 | CE06ISSP-SP001 | 09 | CTD_profiler | CTDPF | J | 000 | Surface Piercing Profiler Body | 29 | CE06ISSP-SP001-09-CTDPFJ000
| CE |  | 06 | ISSP |  |  | SP | 001 | CE06ISSP-SP001 | 10 | PAR | PARAD | J | 000 | Surface Piercing Profiler Body | 29 | CE06ISSP-SP001-10-PARADJ000
[11 empty] | Instrument Level | 36
| CE | Mobile Assets | 05 | MOAS | CE05MOAS | Coastal Glider | GL | nnn | CE05MOAS-GLnnn | 01 | PAR | PARAD | M | 000 | Glider Science Bay | 1000 | CE05MOAS-GLnnn-01-PARADM000
| CE |  | 05 | MOAS |  |  | GL | nnn | CE05MOAS-GLnnn | 02 | Fluorometer_three_wavelength | FLORT | M | 000 | Glider Science Bay | 1000 | CE05MOAS-GLnnn-02-FLORTM000
| CE |  | 05 | MOAS |  |  | GL | nnn | CE05MOAS-GLnnn | 03 | Velocity_profile_mobile_asset | ADCPA | M | 000 | Glider Science Bay | 1000 | CE05MOAS-GLnnn-03-ADCPAM000
| CE |  | 05 | MOAS |  |  | GL | nnn | CE05MOAS-GLnnn | 04 | oxygen_dissolved_stable | DOSTA | M | 000 | Glider Science Bay | 1000 | CE05MOAS-GLnnn-04-DOSTAM000
| CE |  | 05 | MOAS |  |  | GL | nnn | CE05MOAS-GLnnn | 05 | CTD_glider | CTDGV | M | 000 | Glider Science Bay | 1000 | CE05MOAS-GLnnn-05-CTDGVM000
| CE |  | 05 | MOAS |  |  | GL | nnn | CE05MOAS-GLnnn | 00 | Controller | ENG00 | 0 | 000 | Glider Science Bay | 1000 | CE05MOAS-GLnnn-00-ENG000000
NOTE: Each coastal array (Pioneer and Endurance) platform set nominally includes six Coastal Gliders.
The nnn in the nominal reference designators listed above is replaced by the three digit serial number for each of the physical gliders deployed.
NOTE: Coastal gliders are constructed to operate either at 200m or 1000m depth and are deployed to specific operating sites/routes accordingly.
These operating depths are defined/assigned based on glider configuration and mission at deployment.

## CA Endurance (CE)
Array | Array Code | Site (Description) | Site Prefix | Site Suffix | CGSN Site Name | Node Description | Node Code | Node Site Sequence | CGSN Node Name | Port | Instrument Description | Instrument Class | Instrument Series | Insttruement Sequence # | Instrument Location | Depth/Height | OOI
| AA |  | ## | AAAA | AA##AAAA |  | AA | CCC |  | ## |  | CCCCC | A |  |  |  | AA##AAAA-AACCC-##-CCCCCA
[11 empty] | Total Sensor Count: | 40
9
Cabled Endurance | CE | OR Offshore | 04 | OSBP | CE04OSBP | Primary Node [PN01C] | PN | 01C | CE04OSBP-PN01C | [6 empty] | 620 | CE04OSBP-PN01C
| CE |  | 04 | OSBP | CE04OSBP | Low Voltage Junction Box [LV01C] | LV | 01C | CE04OSBP-LV01C | [6 empty] | 500 | CE04OSBP-LV01C
| CE |  | 04 | OSBP | CE04OSBP |  | LV | 01C | CE04OSBP-LV01C | 06 | camera_digital_still_strobe | CAMDS | B | 106 | Wet Mate - Off Node | 500 | CE04OSBP-LV01C-06-CAMDSB106
| CE | Offshore Benthic Experiment Package | 04 | OSBP | CE04OSBP | Low Power Junction Box [LJ01C] | LJ | 01C | CE04OSBP-LJ01C | [6 empty] | 580 | CE04OSBP-LJ01C
| CE |  | 04 | OSBP | CE04OSBP |  | LJ | 01C | CE04OSBP-LJ01C | 05 | Velocity_profile_long_range | ADCPS | I | 103 | Benthic Package (J Box) | 580 | CE04OSBP-LJ01C-05-ADCPSI103
| CE |  | 04 | OSBP | CE04OSBP |  | LJ | 01C | CE04OSBP-LJ01C | 06 | CTD_bottom_pumped | CTDBP | O | 108 | Benthic Package (J Box) | 580 | CE04OSBP-LJ01C-06-CTDBPO108
| CE |  | 04 | OSBP | CE04OSBP |  | LJ | 01C | CE04OSBP-LJ01C | 06 | oxygen_dissolved_stable | DOSTA | D | 108 | Benthic Package (J Box) | 580 | CE04OSBP-LJ01C-06-DOSTAD108
| CE |  | 04 | OSBP | CE04OSBP |  | LJ | 01C | CE04OSBP-LJ01C | 07 | Velocity_point_3D_turb | VEL3D | C | 107 | Benthic Package (J Box) | 580 | CE04OSBP-LJ01C-07-VEL3DC107
| CE |  | 04 | OSBP | CE04OSBP |  | LJ | 01C | CE04OSBP-LJ01C | 08 | attenuation_absorption_optical | OPTAA | C | 104 | Benthic Package (J Box) | 580 | CE04OSBP-LJ01C-08-OPTAAC104
| CE |  | 04 | OSBP | CE04OSBP |  | LJ | 01C | CE04OSBP-LJ01C | 09 | pCO2_water | PCO2W | B | 104 | Benthic Package (J Box) | 580 | CE04OSBP-LJ01C-09-PCO2WB104
| CE |  | 04 | OSBP | CE04OSBP |  | LJ | 01C | CE04OSBP-LJ01C | 10 | pH_stable | PHSEN | D | 107 | Benthic Package (J Box) | 580 | CE04OSBP-LJ01C-10-PHSEND107
| CE |  | 04 | OSBP | CE04OSBP |  | LJ | 01C | CE04OSBP-LJ01C | 11 | Hydrophone_BB_passive | HYDBB | A | 105 | Benthic Package (J Box) | 580 | CE04OSBP-LJ01C-11-HYDBBA105
15
Cabled Endurance | CE | Shallow Profiler | 04 | OSPS | CE04OSPS | Platform Interface Controller [PC01B] | PC | 01B | CE04OSPS-PC01B | [6 empty] | 200 | CE04OSPS-PC01B
| CE |  | 04 | OSPS | CE04OSPS |  | PC | 01B | CE04OSPS-PC01B | 4C | pCO2_water | PCO2W | A | 105 | mid-water platform | 200 | CE04OSPS-PC01B-4C-PCO2WA105
| CE |  | 04 | OSPS | CE04OSPS |  | PC | 01B | CE04OSPS-PC01B | 4B | pH_stable | PHSEN | A | 106 | mid-water platform, upward-looking | 200 | CE04OSPS-PC01B-4B-PHSENA106
| CE |  | 04 | OSPS | CE04OSPS |  | PC | 01B | CE04OSPS-PC01B | 05 | plankton_ZP_sonar_coastal | ZPLSC | B | 102 | mid-water platform | 200 | CE04OSPS-PC01B-05-ZPLSCB102
| CE |  | 04 | OSPS | CE04OSPS |  | PC | 01B | CE04OSPS-PC01B | 4A | CTD_profiler | CTDPF | A | 109 | mid-water platform | 200 | CE04OSPS-PC01B-4A-CTDPFA109
| CE |  | 04 | OSPS | CE04OSPS |  | PC | 01B | CE04OSPS-PC01B | 4A | oxygen_dissolved_stable | DOSTA | D | 109 | mid-water platform | 200 | CE04OSPS-PC01B-4A-DOSTAD109
| CE |  | 04 | OSPS | CE04OSPS | Shallow Profiler Controller [SC01B] | SC | 01B | CE04OSPS-SC01B | [6 empty] | 200 | CE04OSPS-SC01B
| CE |  | 04 | OSPS | CE04OSPS | Shallow Profiler Float [SF01B] | SF | 01B | CE04OSPS-SF01B | [6 empty] | 200 | CE04OSPS-SF01B
| CE |  | 04 | OSPS | CE04OSPS |  | SF | 01B | CE04OSPS-SF01B | 2A | oxygen_dissolved_fastresp | DOFST | A | 107 | shallow profiling body | 200 | CE04OSPS-SF01B-2A-DOFSTA107
| CE |  | 04 | OSPS | CE04OSPS |  | SF | 01B | CE04OSPS-SF01B | 3B | attenuation_absorption_optical | OPTAA | D | 105 | shallow profiling body | 200 | CE04OSPS-SF01B-3B-OPTAAD105
| CE |  | 04 | OSPS | CE04OSPS |  | SF | 01B | CE04OSPS-SF01B | 4B | Velocity_point | VELPT | D | 106 | shallow profiling body | 200 | CE04OSPS-SF01B-4B-VELPTD106
| CE |  | 04 | OSPS | CE04OSPS |  | SF | 01B | CE04OSPS-SF01B | 4A | nutrient_Nitrate | NUTNR | A | 102 | shallow profiling body | 200 | CE04OSPS-SF01B-4A-NUTNRA102
| CE |  | 04 | OSPS | CE04OSPS |  | SF | 01B | CE04OSPS-SF01B | 3D | spectral_irradiance | SPKIR | A | 102 | shallow profiling body | 200 | CE04OSPS-SF01B-3D-SPKIRA102
| CE |  | 04 | OSPS | CE04OSPS |  | SF | 01B | CE04OSPS-SF01B | 3A | Fluorometer_three_wavelength | FLORT | D | 104 | shallow profiling body | 200 | CE04OSPS-SF01B-3A-FLORTD104
| CE |  | 04 | OSPS | CE04OSPS |  | SF | 01B | CE04OSPS-SF01B | 2A | CTD_profiler | CTDPF | A | 107 | shallow profiling body | 200 | CE04OSPS-SF01B-2A-CTDPFA107
| CE |  | 04 | OSPS | CE04OSPS |  | SF | 01B | CE04OSPS-SF01B | 4F | pCO2_water | PCO2W | A | 102 | shallow profiling body | 200 | CE04OSPS-SF01B-4F-PCO2WA102
| CE |  | 04 | OSPS | CE04OSPS |  | SF | 01B | CE04OSPS-SF01B | 3C | PAR | PARAD | A | 102 | shallow profiling body | 200 | CE04OSPS-SF01B-3C-PARADA102
| CE |  | 04 | OSPS | CE04OSPS |  | SF | 01B | CE04OSPS-SF01B | 2B | pH_stable | PHSEN | A | 108 | shallow profiling body | 200 | CE04OSPS-SF01B-2B-PHSENA108
6
Cabled Endurance | CE | Deep Profiler | 04 | OSPD | CE04OSPD | Deep Profiler Docking Station [PD01B] | PD | 01B | CE04OSPD-PD01B | [6 empty] | 500 | CE04OSPD-PD01B
| CE |  | 04 | OSPD | CE04OSPD | Deep Profiler [DP01B] | DP | 01B | CE04OSPD-DP01B | [6 empty] | 500 | CE04OSPD-DP01B
| CE |  | 04 | OSPD | CE04OSPD |  | DP | 01B | CE04OSPD-DP01B | 00 | Controller | ENG00 | 0 | 000 | deep profiling body | 500 | CE04OSPD-DP01B-00-ENG000000
| CE |  | 04 | OSPD | CE04OSPD |  | DP | 01B | CE04OSPD-DP01B | 06 | oxygen_dissolved_stable | DOSTA | D | 105 | deep profiling body | 500 | CE04OSPD-DP01B-06-DOSTAD105
| CE |  | 04 | OSPD | CE04OSPD |  | DP | 01B | CE04OSPD-DP01B | 02 | Velocity_point_3D_turb | VEL3D | A | 105 | deep profiling body | 500 | CE04OSPD-DP01B-02-VEL3DA105
| CE |  | 04 | OSPD | CE04OSPD |  | DP | 01B | CE04OSPD-DP01B | 04 | Fluorometer and Backscatter | FLNTU | A | 103 | deep profiling body | 500 | CE04OSPD-DP01B-04-FLNTUA103
| CE |  | 04 | OSPD | CE04OSPD |  | DP | 01B | CE04OSPD-DP01B | 04 | Fluorometer and Backscatter | FLCDR | A | 103 | deep profiling body | 500 | CE04OSPD-DP01B-04-FLCDRA103
| CE |  | 04 | OSPD | CE04OSPD |  | DP | 01B | CE04OSPD-DP01B | 01 | CTD_profiler | CTDPF | L | 105 | deep profiling body | 500 | CE04OSPD-DP01B-01-CTDPFL105
10
Cabled Endurance | CE | OR Shelf | 02 | SHBP | CE02SHBP | Primary Node [PN01D] | PN | 01D | CE02SHBP-PN01D | [6 empty] | 115 | CE02SHBP-PN01D | Previous version had CE04OSPI-PN01D
| CE |  | 02 | SHBP | CE02SHBP | Medium Power Junction Box [MJ01C] | MJ | 01C | CE02SHBP-MJ01C | [6 empty] | 80 | CE02SHBP-MJ01C
| CE |  | 02 | SHBP | CE02SHBP |  | MJ | 01C | CE02SHBP-MJ01C | 07 | plankton_ZP_sonar_coastal | ZPLSC | B | 101 | Wet Mate - Off Node | 80 | CE02SHBP-MJ01C-07-ZPLSCB101
| CE |  | 02 | SHBP | CE02SHBP |  | MJ | 01C | CE02SHBP-MJ01C | 08 | camera_digital_still_strobe | CAMDS | B | 107 | Wet Mate - Off Node | 80 | CE02SHBP-MJ01C-08-CAMDSB107
| CE | Shelf Benthic Experiment Package | 02 | SHBP | CE02SHBP | Low Power Junction Box [LJ01D] | LJ | 01D | CE02SHBP-LJ01D | [6 empty] | 80 | CE02SHBP-LJ01D
| CE |  | 02 | SHBP | CE02SHBP |  | LJ | 01D | CE02SHBP-LJ01D | 05 | Velocity_profile_short_range | ADCPT | B | 104 | Benthic Package (J Box) | 80 | CE02SHBP-LJ01D-05-ADCPTB104
| CE |  | 02 | SHBP | CE02SHBP |  | LJ | 01D | CE02SHBP-LJ01D | 06 | CTD_bottom_pumped | CTDBP | N | 106 | Benthic Package (J Box) | 80 | CE02SHBP-LJ01D-06-CTDBPN106
| CE |  | 02 | SHBP | CE02SHBP |  | LJ | 01D | CE02SHBP-LJ01D | 06 | oxygen_dissolved_stable | DOSTA | D | 106 | Benthic Package (J Box) | 80 | CE02SHBP-LJ01D-06-DOSTAD106
| CE |  | 02 | SHBP | CE02SHBP |  | LJ | 01D | CE02SHBP-LJ01D | 07 | Velocity_point_3D_turb | VEL3D | C | 108 | Benthic Package (J Box) | 80 | CE02SHBP-LJ01D-07-VEL3DC108
| CE |  | 02 | SHBP | CE02SHBP |  | LJ | 01D | CE02SHBP-LJ01D | 08 | attenuation_absorption_optical | OPTAA | D | 106 | Benthic Package (J Box) | 80 | CE02SHBP-LJ01D-08-OPTAAD106
| CE |  | 02 | SHBP | CE02SHBP |  | LJ | 01D | CE02SHBP-LJ01D | 09 | pCO2_water | PCO2W | B | 103 | Benthic Package (J Box) | 80 | CE02SHBP-LJ01D-09-PCO2WB103
| CE |  | 02 | SHBP | CE02SHBP |  | LJ | 01D | CE02SHBP-LJ01D | 10 | pH_stable | PHSEN | D | 103 | Benthic Package (J Box) | 80 | CE02SHBP-LJ01D-10-PHSEND103
| CE |  | 02 | SHBP | CE02SHBP |  | LJ | 01D | CE02SHBP-LJ01D | 11 | Hydrophone_BB_passive | HYDBB | A | 106 | Benthic Package (J Box) | 80 | CE02SHBP-LJ01D-11-HYDBBA106

## CA Endurance (CE) Eng
Array | Array Code | Site (Description) | Site Prefix | Site Suffix | CGSN Site Name | Node Description | Node Code | Node Site Sequence | CGSN Node Name | Port | Parameter Description | Data Sequence # | OOI
| AA |  | ## | AAAA | AA##AAAA |  | AA | CCC | AA##AAAA-AACCC | ## |  | AAA | AA##AAAA-AACCC-##-AAA
Cabled Endurance | CE | OR Offshore | 04 | OSBP | CE04OSBP | Primary Node [PN01C] | PN | 01C | CE04OSBP-PN01C | PN1C |  | LVPS | CE04OSBP-PN01C-PN1C-LVPS | Note: These do not conform to the standard reference designator format, but these data types are not expected to be processes through the OOI common UI and associated tools and so the non-standard format is acceptable.
| CE |  | 04 | OSBP | CE04OSBP |  | PN | 01C | CE04OSBP-PN01C | PN1C |  | PRI | CE04OSBP-PN01C-PN1C-PRI
| CE |  | 04 | OSBP | CE04OSBP |  | PN | 01C | CE04OSBP-PN01C | PN1C |  | SP1 | CE04OSBP-PN01C-PN1C-SP1
| CE |  | 04 | OSBP | CE04OSBP |  | PN | 01C | CE04OSBP-PN01C | PN1C |  | SP2 | CE04OSBP-PN01C-PN1C-SP2
| CE |  | 04 | OSBP | CE04OSBP |  | PN | 01C | CE04OSBP-PN01C | PN1C |  | SP3 | CE04OSBP-PN01C-PN1C-SP3
| CE |  | 04 | OSBP | CE04OSBP | Low Voltage Node [LV01C] | LV | 01C | CE04OSBP-LV01C | 00 |  | ENG | CE04OSBP-LV01C-00-ENG
| CE |  | 04 | OSBP | CE04OSBP |  | LV | 01C | CE04OSBP-LV01C | 02 |  | EP1 | CE04OSBP-LV01C-02-EP1
| CE |  | 04 | OSBP | CE04OSBP |  | LV | 01C | CE04OSBP-LV01C | 03 |  | EP2 | CE04OSBP-LV01C-03-EP2
| CE |  | 04 | OSBP | CE04OSBP |  | LV | 01C | CE04OSBP-LV01C | 05 |  | IP1 | CE04OSBP-LV01C-05-IP1
| CE |  | 04 | OSBP | CE04OSBP |  | LV | 01C | CE04OSBP-LV01C | 06 |  | IP2 | CE04OSBP-LV01C-06-IP2
| CE | Offshore Experiment Benthic Package | 04 | OSBP | CE04OSBP | Low Power Junction Box [LJ01C] | LJ | 01C | CE04OSBP-LJ01C | 00 |  | ENG | CE04OSBP-LJ01C-00-ENG
| CE |  | 04 | OSBP | CE04OSBP |  | LJ | 01C | CE04OSBP-LJ01C | 05 |  | IP1 | CE04OSBP-LJ01C-05-IP1
| CE |  | 04 | OSBP | CE04OSBP |  | LJ | 01C | CE04OSBP-LJ01C | 06 |  | IP2 | CE04OSBP-LJ01C-06-IP2
| CE |  | 04 | OSBP | CE04OSBP |  | LJ | 01C | CE04OSBP-LJ01C | 07 |  | IP3 | CE04OSBP-LJ01C-07-IP3
| CE |  | 04 | OSBP | CE04OSBP |  | LJ | 01C | CE04OSBP-LJ01C | 08 |  | IP4 | CE04OSBP-LJ01C-08-IP4
| CE |  | 04 | OSBP | CE04OSBP |  | LJ | 01C | CE04OSBP-LJ01C | 09 |  | IP5 | CE04OSBP-LJ01C-09-IP5
| CE |  | 04 | OSBP | CE04OSBP |  | LJ | 01C | CE04OSBP-LJ01C | 10 |  | IP6 | CE04OSBP-LJ01C-10-IP6
| CE |  | 04 | OSBP | CE04OSBP |  | LJ | 01C | CE04OSBP-LJ01C | 11 |  | IP7 | CE04OSBP-LJ01C-11-IP7
Cabled Endurance | CE | Shallow Profiler | 04 | OSPS | CE04OSPS | Platform Interface Controller [PC01B] | PC | 01B | CE04OSPS-PC01B | 00 |  | ENG | CE04OSPS-PC01B-00-ENG
| CE |  | 04 | OSPS | CE04OSPS |  | PC | 01B | CE04OSPS-PC01B | 02 |  | EP1 | CE04OSPS-PC01B-02-EP1
| CE |  | 04 | OSPS | CE04OSPS |  | PC | 01B | CE04OSPS-PC01B | 04A |  | IP1 | CE04OSPS-PC01B-04A-IP1
| CE |  | 04 | OSPS | CE04OSPS |  | PC | 01B | CE04OSPS-PC01B | 04B |  | IP2 | CE04OSPS-PC01B-04B-IP2
| CE |  | 04 | OSPS | CE04OSPS |  | PC | 01B | CE04OSPS-PC01B | 04D |  | IP4 | CE04OSPS-PC01B-04D-IP4
| CE |  | 04 | OSPS | CE04OSPS |  | PC | 01B | CE04OSPS-PC01B | 05 |  | IP8 | CE04OSPS-PC01B-05-IP8
| CE |  | 04 | OSPS | CE04OSPS | Shallow Profiler Controller [SC01B] | SC | 01B | CE04OSPS-SC01B | 00 |  | ENG | CE04OSPS-SC01B-00-ENG
| CE |  | 04 | OSPS | CE04OSPS |  | SC | 01B | CE04OSPS-SC01B | 00 |  | WINCH | CE04OSPS-SC01B-00-WINCH
| CE |  | 04 | OSPS | CE04OSPS |  | SC | 01B | CE04OSPS-SC01B | 04 |  | EP1 | CE04OSPS-SC01B-04-EP1
| CE |  | 04 | OSPS | CE04OSPS |  | SC | 01B | CE04OSPS-SC01B | 05 |  | IP1 | CE04OSPS-SC01B-05-IP1
| CE |  | 04 | OSPS | CE04OSPS |  | SC | 01B | CE04OSPS-SC01B | BRAKE |  | IP2 | CE04OSPS-SC01B-BRAKE-IP2
| CE |  | 04 | OSPS | CE04OSPS |  | SC | 01B | CE04OSPS-SC01B | VFD |  | EP2 | CE04OSPS-SC01B-VFD-EP2
| CE |  | 04 | OSPS | CE04OSPS | Shallow Profiler Float [SF01B] | SF | 01B | CE04OSPS-SF01B | 00 |  | ENG | CE04OSPS-SF01B-00-ENG
| CE |  | 04 | OSPS | CE04OSPS |  | SF | 01B | CE04OSPS-SF01B | 02A |  | IP1 | CE04OSPS-SF01B-02A-IP1
| CE |  | 04 | OSPS | CE04OSPS |  | SF | 01B | CE04OSPS-SF01B | 02D |  | IP3 | CE04OSPS-SF01B-02D-IP3
| CE |  | 04 | OSPS | CE04OSPS |  | SF | 01B | CE04OSPS-SF01B | 03 |  | IP10 | CE04OSPS-SF01B-03-IP10
| CE |  | 04 | OSPS | CE04OSPS |  | SF | 01B | CE04OSPS-SF01B | 03A |  | IP7 | CE04OSPS-SF01B-03A-IP7
| CE |  | 04 | OSPS | CE04OSPS |  | SF | 01B | CE04OSPS-SF01B | 03B |  | IP8 | CE04OSPS-SF01B-03B-IP8
| CE |  | 04 | OSPS | CE04OSPS |  | SF | 01B | CE04OSPS-SF01B | 03C |  | IP9 | CE04OSPS-SF01B-03C-IP9
| CE |  | 04 | OSPS | CE04OSPS |  | SF | 01B | CE04OSPS-SF01B | 04A |  | IP12 | CE04OSPS-SF01B-04A-IP12
| CE |  | 04 | OSPS | CE04OSPS |  | SF | 01B | CE04OSPS-SF01B | 04B |  | IP13 | CE04OSPS-SF01B-04B-IP13
| CE |  | 04 | OSPS | CE04OSPS |  | SF | 01B | CE04OSPS-SF01B | 04F |  | IP15 | CE04OSPS-SF01B-04F-IP15
Cabled Endurance | CE | Deep Profiler | 04 | OSPD | CE04OSPD | Deep Profiler Docking Station [PD01B] | PD | 01B | CE04OSPD-PD01B | 00 |  | ENG | CE04OSPD-PD01B-00-ENG
Cabled Endurance | CE | OR Shelf | 02 | SHBP | CE02SHBP | Primary Node [PN01D] | PN | 01D | CE02SHBP-PN01D | PN1D |  | LVPS | CE02SHBP-PN01D-PN1D-LVPS
| CE |  | 02 | SHBP | CE02SHBP |  | PN | 01D | CE02SHBP-PN01D | PN1D |  | PRI | CE02SHBP-PN01D-PN1D-PRI
| CE |  | 02 | SHBP | CE02SHBP |  | PN | 01D | CE02SHBP-PN01D | PN1D |  | SP1 | CE02SHBP-PN01D-PN1D-SP1
| CE |  | 02 | SHBP | CE02SHBP |  | PN | 01D | CE02SHBP-PN01D | PN1D |  | SP2 | CE02SHBP-PN01D-PN1D-SP2
| CE |  | 02 | SHBP | CE02SHBP |  | PN | 01D | CE02SHBP-PN01D | PN1D |  | SP3 | CE02SHBP-PN01D-PN1D-SP3
| CE |  | 02 | SHBP | CE02SHBP | Medium Power Junction Box [MJ01C] | MJ | 01C | CE02SHBP-MJ01C | 00 |  | ENG | CE02SHBP-MJ01C-00-ENG
| CE |  | 02 | SHBP | CE02SHBP |  | MJ | 01C | CE02SHBP-MJ01C | 05 |  | IP1 | CE02SHBP-MJ01C-05-IP1
| CE |  | 02 | SHBP | CE02SHBP |  | MJ | 01C | CE02SHBP-MJ01C | 06 |  | IP2 | CE02SHBP-MJ01C-06-IP2
| CE |  | 02 | SHBP | CE02SHBP |  | MJ | 01C | CE02SHBP-MJ01C | 07 |  | IP3 | CE02SHBP-MJ01C-07-IP3
| CE |  | 02 | SHBP | CE02SHBP |  | MJ | 01C | CE02SHBP-MJ01C | 08 |  | IP4 | CE02SHBP-MJ01C-08-IP4
| CE | Shelf Benthic Experiment Package | 02 | SHBP | CE02SHBP | Low Power Junction Box [LJ01D] | LJ | 01D | CE02SHBP-LJ01D | 00 |  | ENG | CE02SHBP-LJ01D-00-ENG
| CE |  | 02 | SHBP | CE02SHBP |  | LJ | 01D | CE02SHBP-LJ01D | 05 |  | IP1 | CE02SHBP-LJ01D-05-IP1
| CE |  | 02 | SHBP | CE02SHBP |  | LJ | 01D | CE02SHBP-LJ01D | 06 |  | IP2 | CE02SHBP-LJ01D-06-IP2
| CE |  | 02 | SHBP | CE02SHBP |  | LJ | 01D | CE02SHBP-LJ01D | 07 |  | IP3 | CE02SHBP-LJ01D-07-IP3
| CE |  | 02 | SHBP | CE02SHBP |  | LJ | 01D | CE02SHBP-LJ01D | 08 |  | IP4 | CE02SHBP-LJ01D-08-IP4
| CE |  | 02 | SHBP | CE02SHBP |  | LJ | 01D | CE02SHBP-LJ01D | 09 |  | IP5 | CE02SHBP-LJ01D-09-IP5
| CE |  | 02 | SHBP | CE02SHBP |  | LJ | 01D | CE02SHBP-LJ01D | 10 |  | IP6 | CE02SHBP-LJ01D-10-IP6
| CE |  | 02 | SHBP | CE02SHBP |  | LJ | 01D | CE02SHBP-LJ01D | 11 |  | IP7 | CE02SHBP-LJ01D-11-IP7

## CA Continental Margin (RS)
Array | Array Code | Site (Description) | Site Prefix | Site Suffix | RSN Site Name | Platform (Node Description) | Assembly Code | Assembly Site Sequence | RSN Assembly Name | Port | Instrument Description | Instrument Class | Instrument Series | Insttruement Sequence # | Instrument Location | Depth (M) | OOI
| AA |  | ## | AAAA |  |  | AA | CCC | AA##AAAA-AACCC | ## |  | CCCCC | A | ### |  |  | AA##AAAA-AACCC-##-CCCCCA###
[11 empty] | Total Sensor Count: | 48
10
Continental Margin | RS | Slope Base | 01 | SLBS | RS01SLBS | Primary Node [PN01A] | PN | 01A | RS01SLBS-PN01A | [6 empty] | 2908 | RS01SLBS-PN01A
| RS |  | 01 | SLBS | RS01SLBS | Low Voltage JBox [LV01A] | LV | 01A | RS01SLBS-LV01A | [6 empty] | 2905 | RS01SLBS-LV01A
| RS |  | 01 | SLBS | RS01SLBS | Medium-Power JBox [MJ01A] | MJ | 01A | RS01SLBS-MJ01A | [6 empty] | 2906 | RS01SLBS-MJ01A
| RS |  | 01 | SLBS | RS01SLBS |  | MJ | 01A | RS01SLBS-MJ01A | 05 | Broadband Seismometer | OBSBB | A | 102 | Off Node, Wet Mate | 2906 | RS01SLBS-MJ01A-05-OBSBBA102
| RS |  | 01 | SLBS | RS01SLBS |  | MJ | 01A | RS01SLBS-MJ01A | 05 | LF Hydrophone | HYDLF | A | 101 | Part of Seismometer Package | 2906 | RS01SLBS-MJ01A-05-HYDLFA101
| RS |  | 01 | SLBS | RS01SLBS |  | MJ | 01A | RS01SLBS-MJ01A | 06 | Pressure | PREST | A | 101 | Off Node, Wet Mate | 2906 | RS01SLBS-MJ01A-06-PRESTA101
| RS |  | 01 | SLBS | RS01SLBS |  | MJ | 01A | RS01SLBS-MJ01A | 12 | Current Meter, Temp | VEL3D | B | 101 | Off Node, Dry Mate | 2906 | RS01SLBS-MJ01A-12-VEL3DB101
| RS |  | 01 | SLBS | RS01SLBS | Low Power JBox [LJ01A] | LJ | 01A | RS01SLBS-LJ01A | [6 empty] | 2905 | RS01SLBS-LJ01A
| RS |  | 01 | SLBS | RS01SLBS |  | LJ | 01A | RS01SLBS-LJ01A | 05 | HPIES | HPIES | A | 101 | Off Node, Wet Mate | 2906 | RS01SLBS-LJ01A-05-HPIESA101
| RS |  | 01 | SLBS | RS01SLBS |  | LJ | 01A | RS01SLBS-LJ01A | 09 | BB Hydrophone | HYDBB | A | 102 | On Node, Dry Mate | 2905 | RS01SLBS-LJ01A-09-HYDBBA102
| RS |  | 01 | SLBS | RS01SLBS |  | LJ | 01A | RS01SLBS-LJ01A | 10 | ADCP-150KHz | ADCPT | E | 101 | On Node, Dry Mate | 2905 | RS01SLBS-LJ01A-10-ADCPTE101
| RS |  | 01 | SLBS | RS01SLBS |  | LJ | 01A | RS01SLBS-LJ01A | 11 | Optical Attenuation | OPTAA | C | 103 | Off Node, Dry Mate | 2924 | RS01SLBS-LJ01A-11-OPTAAC103
| RS |  | 01 | SLBS | RS01SLBS |  | LJ | 01A | RS01SLBS-LJ01A | 12 | CTD | CTDPF | B | 101 | Off Node, Dry Mate | 2924 | RS01SLBS-LJ01A-12-CTDPFB101
| RS |  | 01 | SLBS | RS01SLBS |  | LJ | 01A | RS01SLBS-LJ01A | 12 | DO | DOSTA | D | 101 | Part of CTD Package | 2924 | RS01SLBS-LJ01A-12-DOSTAD101
18
Continental Margin | RS | Shallow Profiler | 01 | SBPS | RS01SBPS | Platform Interface Controller [PC01A] | PC | 01A | RS01SBPS-PC01A | [6 empty] | 200 | RS01SBPS-PC01A
| RS |  | 01 | SBPS | RS01SBPS |  | PC | 01A | RS01SBPS-PC01A | 4A | CTD | CTDPF | A | 103 | On Platform | 200 | RS01SBPS-PC01A-4A-CTDPFA103
| RS |  | 01 | SBPS | RS01SBPS |  | PC | 01A | RS01SBPS-PC01A | 4A | DO | DOSTA | D | 103 | On Platform | 200 | RS01SBPS-PC01A-4A-DOSTAD103
| RS |  | 01 | SBPS | RS01SBPS |  | PC | 01A | RS01SBPS-PC01A | 4B | pH | PHSEN | A | 102 | On Platform | 200 | RS01SBPS-PC01A-4B-PHSENA102
| RS |  | 01 | SBPS | RS01SBPS |  | PC | 01A | RS01SBPS-PC01A | 4C | Fluorometer | FLORD | D | 103 | On Platform | 200 | RS01SBPS-PC01A-4C-FLORDD103
| RS |  | 01 | SBPS | RS01SBPS |  | PC | 01A | RS01SBPS-PC01A | 05 | ADCP-150KHz | ADCPT | D | 102 | On Platform | 200 | RS01SBPS-PC01A-05-ADCPTD102
| RS |  | 01 | SBPS | RS01SBPS |  | PC | 01A | RS01SBPS-PC01A | 06 | VADCP | VADCP | A | 101 | On Platform | 200 | RS01SBPS-PC01A-06-VADCPA101
| RS |  | 01 | SBPS | RS01SBPS |  | PC | 01A | RS01SBPS-PC01A | 07 | Digital Still Camera | CAMDS | C | 102 | On Platform | 200 | RS01SBPS-PC01A-07-CAMDSC102
| RS |  | 01 | SBPS | RS01SBPS |  | PC | 01A | RS01SBPS-PC01A | 08 | BB Hydrophone | HYDBB | A | 103 | On Platform | 200 | RS01SBPS-PC01A-08-HYDBBA103
| RS |  | 01 | SBPS | RS01SBPS | Shallow Profiler Controller [SC01A] | SC | 01A | RS01SBPS-SC01A | [6 empty] | 200 | RS01SBPS-SC01A
| RS |  | 01 | SBPS | RS01SBPS | Shallow Profiler Float [SF01A] | SF | 01A | RS01SBPS-SF01A | [5 empty] | Shallow Profiler Float | 200 | RS01SBPS-SF01A
| RS |  | 01 | SBPS | RS01SBPS |  | SF | 01A | RS01SBPS-SF01A | 2A | CTD | CTDPF | A | 102 | Shallow Profiler Float | 200 | RS01SBPS-SF01A-2A-CTDPFA102
| RS |  | 01 | SBPS | RS01SBPS |  | SF | 01A | RS01SBPS-SF01A | 2A | DO | DOFST | A | 102 | Shallow Profiler Float | 200 | RS01SBPS-SF01A-2A-DOFSTA102
| RS |  | 01 | SBPS | RS01SBPS |  | SF | 01A | RS01SBPS-SF01A | 2D | pH | PHSEN | A | 101 | Shallow Profiler Float | 200 | RS01SBPS-SF01A-2D-PHSENA101
| RS |  | 01 | SBPS | RS01SBPS |  | SF | 01A | RS01SBPS-SF01A | 3A | Fluorometer | FLORT | D | 101 | Shallow Profiler Float | 200 | RS01SBPS-SF01A-3A-FLORTD101
| RS |  | 01 | SBPS | RS01SBPS |  | SF | 01A | RS01SBPS-SF01A | 3B | Optical Attenuation | OPTAA | D | 101 | Shallow Profiler Float | 200 | RS01SBPS-SF01A-3B-OPTAAD101
| RS |  | 01 | SBPS | RS01SBPS |  | SF | 01A | RS01SBPS-SF01A | 3C | PAR | PARAD | A | 101 | Shallow Profiler Float | 200 | RS01SBPS-SF01A-3C-PARADA101
| RS |  | 01 | SBPS | RS01SBPS |  | SF | 01A | RS01SBPS-SF01A | 3D | Spectral Irradiance | SPKIR | A | 101 | Shallow Profiler Float | 200 | RS01SBPS-SF01A-3D-SPKIRA101
| RS |  | 01 | SBPS | RS01SBPS |  | SF | 01A | RS01SBPS-SF01A | 4A | Nitrate | NUTNR | A | 101 | Shallow Profiler Float | 200 | RS01SBPS-SF01A-4A-NUTNRA101
| RS |  | 01 | SBPS | RS01SBPS |  | SF | 01A | RS01SBPS-SF01A | 4B | Current Meter, Temp | VELPT | D | 102 | Shallow Profiler Float | 200 | RS01SBPS-SF01A-4B-VELPTD102
| RS |  | 01 | SBPS | RS01SBPS |  | SF | 01A | RS01SBPS-SF01A | 4F | PCO2 | PCO2W | A | 101 | Shallow Profiler Float | 200 | RS01SBPS-SF01A-4F-PCO2WA101
7
Continental Margin | RS | Deep Profiler | 01 | SBPD | RS01SBPD | Deep Profiler Docking Station [PD01A] | PD | 01A | RS01SBPD-PD01A | [6 empty] | 2905 | RS01SBPD-PD01A
| RS |  | 01 | SBPD | RS01SBPD | Deep Profiler [DP01A] | DP | 01A | RS01SBPD-DP01A | [6 empty] | 2905 | RS01SBPD-DP01A
| RS |  | 01 | SBPD | RS01SBPD |  | DP | 01A | RS01SBPD-DP01A | 00 | Controller | ENG00 | 0 | 000 | On Deep Profiler | 2905 | RS01SBPD-DP01A-00-ENG000000
| RS |  | 01 | SBPD | RS01SBPD |  | DP | 01A | RS01SBPD-DP01A | 01 | CTD | CTDPF | L | 104 | On Deep Profiler | 2905 | RS01SBPD-DP01A-01-CTDPFL104
| RS |  | 01 | SBPD | RS01SBPD |  | DP | 01A | RS01SBPD-DP01A | 02 | Current Meter, Temp | VEL3D | A | 103 | On Deep Profiler | 2905 | RS01SBPD-DP01A-02-VEL3DA103
| RS |  | 01 | SBPD | RS01SBPD |  | DP | 01A | RS01SBPD-DP01A | 03 | Fluorometer and Backscatter | FLNTU | A | 104 | On Deep Profiler | 2905 | RS01SBPD-DP01A-03-FLNTUA104
| RS |  | 01 | SBPD | RS01SBPD |  | DP | 01A | RS01SBPD-DP01A | 03 | Fluorometer and Backscatter | FLCDR | A | 104 | On Deep Profiler | 2905 | RS01SBPD-DP01A-03-FLCDRA104
| RS |  | 01 | SBPD | RS01SBPD |  | DP | 01A | RS01SBPD-DP01A | 05 | Optical Attenuation | OPTAA | C | 102 | On Deep Profiler | 2905 | RS01SBPD-DP01A-05-OPTAAC102
| RS |  | 01 | SBPD | RS01SBPD |  | DP | 01A | RS01SBPD-DP01A | 06 | DO | DOSTA | D | 104 | On Deep Profiler | 2905 | RS01SBPD-DP01A-06-DOSTAD104
0
Continental Margin | RS | Southern Hydrate Ridge | 01 | SHDR | RS01SHDR | Primary Node [PN01B] | PN | 01B | RS01SHDR-PN01B | [6 empty] | 2908 | RS01SHDR-PN01B
7
Continental Margin | RS | Southern Hydrate Ridge Summit 1 | 01 | SUM1 | RS01SUM1 | Low Voltage Node [LV01B] | LV | 01B | RS01SUM1-LV01B | [6 empty] | 779 | RS01SUM1-LV01B
| RS |  | 01 | SUM1 | RS01SUM1 | Low Power Junction Box [LJ01B] | LJ | 01B | RS01SUM1-LJ01B | [6 empty] | 779 | RS01SUM1-LJ01B
| RS |  | 01 | SUM1 | RS01SUM1 |  | LJ | 01B | RS01SUM1-LJ01B | 05 | Broadband Seismometer | OBSBB | A | 101 | Wet Mate Off Node | 779 | RS01SUM1-LJ01B-05-OBSBBA101
| RS |  | 01 | SUM1 | RS01SUM1 |  | LJ | 01B | RS01SUM1-LJ01B | 05 | Low Frequency Hydrophone | HYDLF | A | 104 | Part of OBSBB Package | 779 | RS01SUM1-LJ01B-05-HYDLFA104
| RS |  | 01 | SUM1 | RS01SUM1 |  | LJ | 01B | RS01SUM1-LJ01B | 06 | Short Period Seismometer | OBSSP | A | 103 | Wet Mate Off Node | 779 | RS01SUM1-LJ01B-06-OBSSPA103
| RS |  | 01 | SUM1 | RS01SUM1 |  | LJ | 01B | RS01SUM1-LJ01B | 07 | Short Period Seismometer | OBSSP | A | 102 | Wet Mate Off Node | 779 | RS01SUM1-LJ01B-07-OBSSPA102
| RS |  | 01 | SUM1 | RS01SUM1 |  | LJ | 01B | RS01SUM1-LJ01B | 08 | Short Period Seismometer | OBSSP | A | 101 | Wet Mate Off Node | 779 | RS01SUM1-LJ01B-08-OBSSPA101
| RS |  | 01 | SUM1 | RS01SUM1 |  | LJ | 01B | RS01SUM1-LJ01B | 09 | Pressure | PREST | B | 102 | Wet Mate Off Node | 779 | RS01SUM1-LJ01B-09-PRESTB102
| RS |  | 01 | SUM1 | RS01SUM1 |  | LJ | 01B | RS01SUM1-LJ01B | 12 | Current Meter, Temp | VEL3D | B | 104 | Dry Mate Off Node | 779 | RS01SUM1-LJ01B-12-VEL3DB104
6
Continental Margin | RS | Southern Hydrate Ridge Summit 2 | 01 | SUM2 | RS01SUM2 | Medium Power JBox [MJ01B] | MJ | 01B | RS01SUM2-MJ01B | [6 empty] | 811 | RS01SUM2-MJ01B
| RS |  | 01 | SUM2 | RS01SUM2 |  | MJ | 01B | RS01SUM2-MJ01B | 00 | OSMO | OSMOI | A | 101 | Not Cabled | 811 | RS01SUM2-MJ01B-00-OSMOIA101
| RS |  | 01 | SUM2 | RS01SUM2 |  | MJ | 01B | RS01SUM2-MJ01B | 00 | FLOBN | FLOBN | M | 101 | Not Cabled | 811 | RS01SUM2-MJ01B-00-FLOBNM101
| RS |  | 01 | SUM2 | RS01SUM2 |  | MJ | 01B | RS01SUM2-MJ01B | 00 | FLOBN | FLOBN | C | 101 | Not Cabled | 811 | RS01SUM2-MJ01B-00-FLOBNC101
| RS |  | 01 | SUM2 | RS01SUM2 |  | MJ | 01B | RS01SUM2-MJ01B | 05 | Digital Still Camera | CAMDS | B | 103 | Wet Mate Off Node | 811 | RS01SUM2-MJ01B-05-CAMDSB103
| RS |  | 01 | SUM2 | RS01SUM2 |  | MJ | 01B | RS01SUM2-MJ01B | 06 | Mass Spectrometer | MASSP | A | 101 | Wet Mate Off Node | 811 | RS01SUM2-MJ01B-06-MASSPA101
| RS |  | 01 | SUM2 | RS01SUM2 |  | MJ | 01B | RS01SUM2-MJ01B | 12 | ADCP | ADCPS | K | 101 | Dry Mate Off Node | 811 | RS01SUM2-MJ01B-12-ADCPSK101

## CA Continental Margin (RS) ENG
Array | Array Code | Site (Description) | Site Prefix | Site Suffix | RSN Site Name | Node Description | Node Code | Node Site Sequence | RSN Node Name NEW | Port | Parameter Description | Data Sequence # | OOI
| AA |  | ## | AAAA | AA##AAAA |  | AA | CCC |  | ## |  | AAA | AA##AAAA-AACCC-##-AAA
Continental Margin | RS | Slope Base | 01 | SLBS | RS01SLBS | Primary Node [PN01A] | PN | 01A | RS01SLBS-PN01A | PN1A |  | LVPS | RS01SLBS-PN01A-PN1A-LVPS | Note: These do not conform to the standard reference designator format, but these data types are not expected to be processes through the OOI common UI and associated tools and so the non-standard format is acceptable.
| RS |  | 01 | SLBS | RS01SLBS |  | PN | 01A | RS01SLBS-PN01A | PN1A |  | PRI | RS01SLBS-PN01A-PN1A-PRI
| RS |  | 01 | SLBS | RS01SLBS |  | PN | 01A | RS01SLBS-PN01A | PN1A |  | SP1 | RS01SLBS-PN01A-PN1A-SP1
| RS |  | 01 | SLBS | RS01SLBS |  | PN | 01A | RS01SLBS-PN01A | PN1A |  | SP2 | RS01SLBS-PN01A-PN1A-SP2
| RS |  | 01 | SLBS | RS01SLBS |  | PN | 01A | RS01SLBS-PN01A | PN1A |  | SP3 | RS01SLBS-PN01A-PN1A-SP3
| RS |  | 01 | SLBS | RS01SLBS | Low Voltage Junction Box [LV01A] | LV | 01A | RS01SLBS-LV01A | 00 |  | ENG | RS01SLBS-LV01A-00-ENG
| RS |  | 01 | SLBS | RS01SLBS |  | LV | 01A | RS01SLBS-LV01A | 02 |  | EP1 | RS01SLBS-LV01A-02-EP1
| RS |  | 01 | SLBS | RS01SLBS |  | LV | 01A | RS01SLBS-LV01A | 03 |  | EP2 | RS01SLBS-LV01A-03-EP2
| RS |  | 01 | SLBS | RS01SLBS |  | LV | 01A | RS01SLBS-LV01A | 05 |  | IP1 | RS01SLBS-LV01A-05-IP1
| RS |  | 01 | SLBS | RS01SLBS | Medium Power Junction Box [MJ01A] | MJ | 01A | RS01SLBS-MJ01A | 00 |  | ENG | RS01SLBS-MJ01A-00-ENG
| RS |  | 01 | SLBS | RS01SLBS |  | MJ | 01A | RS01SLBS-MJ01A | 05 |  | IP1 | RS01SLBS-MJ01A-05-IP1
| RS |  | 01 | SLBS | RS01SLBS |  | MJ | 01A | RS01SLBS-MJ01A | 06 |  | IP2 | RS01SLBS-MJ01A-06-IP2
| RS |  | 01 | SLBS | RS01SLBS |  | MJ | 01A | RS01SLBS-MJ01A | 12 |  | IP8 | RS01SLBS-MJ01A-12-IP8
| RS |  | 01 | SLBS | RS01SLBS | Low Power Junction Box [LJ01A] | LJ | 01A | RS01SLBS-LJ01A | 00 |  | ENG | RS01SLBS-LJ01A-00-ENG
| RS |  | 01 | SLBS | RS01SLBS |  | LJ | 01A | RS01SLBS-LJ01A | 05 |  | IP1 | RS01SLBS-LJ01A-05-IP1
| RS |  | 01 | SLBS | RS01SLBS |  | LJ | 01A | RS01SLBS-LJ01A | 08 |  | IP4 | RS01SLBS-LJ01A-08-IP4
| RS |  | 01 | SLBS | RS01SLBS |  | LJ | 01A | RS01SLBS-LJ01A | 09 |  | IP5 | RS01SLBS-LJ01A-09-IP5
| RS |  | 01 | SLBS | RS01SLBS |  | LJ | 01A | RS01SLBS-LJ01A | 10 |  | IP6 | RS01SLBS-LJ01A-10-IP6
| RS |  | 01 | SLBS | RS01SLBS |  | LJ | 01A | RS01SLBS-LJ01A | 11 |  | IP7 | RS01SLBS-LJ01A-11-IP7
| RS |  | 01 | SLBS | RS01SLBS |  | LJ | 01A | RS01SLBS-LJ01A | 12 |  | IP8 | RS01SLBS-LJ01A-12-IP8
Continental Margin | RS | Shallow Profiler | 01 | SBPS | RS01SBPS | Platform Interface Controller [PC01A] | PC | 01A | RS01SBPS-PC01A | 00 |  | ENG | RS01SBPS-PC01A-00-ENG
| RS |  | 01 | SBPS | RS01SBPS |  | PC | 01A | RS01SBPS-PC01A | 02 |  | EP1 | RS01SBPS-PC01A-02-EP1
| RS |  | 01 | SBPS | RS01SBPS |  | PC | 01A | RS01SBPS-PC01A | 04A |  | IP1 | RS01SBPS-PC01A-04A-IP1
| RS |  | 01 | SBPS | RS01SBPS |  | PC | 01A | RS01SBPS-PC01A | 04B |  | IP2 | RS01SBPS-PC01A-04B-IP2
| RS |  | 01 | SBPS | RS01SBPS |  | PC | 01A | RS01SBPS-PC01A | 04C |  | IP3 | RS01SBPS-PC01A-04C-IP3
| RS |  | 01 | SBPS | RS01SBPS |  | PC | 01A | RS01SBPS-PC01A | 05 |  | IP9 | RS01SBPS-PC01A-05-IP9
| RS |  | 01 | SBPS | RS01SBPS |  | PC | 01A | RS01SBPS-PC01A | 06 |  | IP10 | RS01SBPS-PC01A-06-IP10
| RS |  | 01 | SBPS | RS01SBPS |  | PC | 01A | RS01SBPS-PC01A | 06 |  | IP11 | RS01SBPS-PC01A-06-IP11
| RS |  | 01 | SBPS | RS01SBPS |  | PC | 01A | RS01SBPS-PC01A | 07 |  | IP12 | RS01SBPS-PC01A-07-IP12
| RS |  | 01 | SBPS | RS01SBPS |  | PC | 01A | RS01SBPS-PC01A | 08 |  | IP8 | RS01SBPS-PC01A-08-IP8
| RS |  | 01 | SBPS | RS01SBPS | Shallow Profiler Controller [SC01A] | SC | 01A | RS01SBPS-SC01A | 00 |  | ENG | RS01SBPS-SC01A-00-ENG
| RS |  | 01 | SBPS | RS01SBPS |  | SC | 01A | RS01SBPS-SC01A | 00 |  | WINCH | RS01SBPS-SC01A-00-WINCH
| RS |  | 01 | SBPS | RS01SBPS |  | SC | 01A | RS01SBPS-SC01A | 04 |  | EP1 | RS01SBPS-SC01A-04-EP1
| RS |  | 01 | SBPS | RS01SBPS |  | SC | 01A | RS01SBPS-SC01A | 05 |  | IP1 | RS01SBPS-SC01A-05-IP1
| RS |  | 01 | SBPS | RS01SBPS |  | SC | 01A | RS01SBPS-SC01A | BRAKE |  | IP2 | RS01SBPS-SC01A-BRAKE-IP2
| RS |  | 01 | SBPS | RS01SBPS |  | SC | 01A | RS01SBPS-SC01A | VFD |  | EP2 | RS01SBPS-SC01A-VFD-EP2
| RS |  | 01 | SBPS | RS01SBPS | Shallow Profiler Float [SF01A] | SF | 01A | RS01SBPS-SF01A | 00 |  | ENG | RS01SBPS-SF01A-00-ENG
| RS |  | 01 | SBPS | RS01SBPS |  | SF | 01A | RS01SBPS-SF01A | 02A |  | IP1 | RS01SBPS-SF01A-02A-IP1
| RS |  | 01 | SBPS | RS01SBPS |  | SF | 01A | RS01SBPS-SF01A | 02D |  | IP3 | RS01SBPS-SF01A-02D-IP3
| RS |  | 01 | SBPS | RS01SBPS |  | SF | 01A | RS01SBPS-SF01A | 03 |  | IP10 | RS01SBPS-SF01A-03-IP10
| RS |  | 01 | SBPS | RS01SBPS |  | SF | 01A | RS01SBPS-SF01A | 03A |  | IP7 | RS01SBPS-SF01A-03A-IP7
| RS |  | 01 | SBPS | RS01SBPS |  | SF | 01A | RS01SBPS-SF01A | 03B |  | IP8 | RS01SBPS-SF01A-03B-IP8
| RS |  | 01 | SBPS | RS01SBPS |  | SF | 01A | RS01SBPS-SF01A | 03C |  | IP9 | RS01SBPS-SF01A-03C-IP9
| RS |  | 01 | SBPS | RS01SBPS |  | SF | 01A | RS01SBPS-SF01A | 04A |  | IP12 | RS01SBPS-SF01A-04A-IP12
| RS |  | 01 | SBPS | RS01SBPS |  | SF | 01A | RS01SBPS-SF01A | 04B |  | IP13 | RS01SBPS-SF01A-04B-IP13
| RS |  | 01 | SBPS | RS01SBPS |  | SF | 01A | RS01SBPS-SF01A | 04F |  | IP15 | RS01SBPS-SF01A-04F-IP15
Continental Margin | RS | Deep Profiler | 01 | SBPD | RS01SBPD | Deep Profiler Docking Station [PD01A] | PD | 01A | RS01SBPD-PD01A | 00 |  | ENG | RS01SBPD-PD01A-00-ENG
| RS | Southern Hydrate Ridge | 01 | SHDR | RS01SHDR | Primary Node [PN01B] | PN | 01B | RS01SHDR-PN01B | PN1B |  | LVPS | RS01SHDR-PN01B-PN1B-LVPS
| RS |  | 01 | SHDR | RS01SHDR |  | PN | 01B | RS01SHDR-PN01B | PN1B |  | PRI | RS01SHDR-PN01B-PN1B-PRI
| RS |  | 01 | SHDR | RS01SHDR |  | PN | 01B | RS01SHDR-PN01B | PN1B |  | SP1 | RS01SHDR-PN01B-PN1B-SP1
| RS |  | 01 | SHDR | RS01SHDR |  | PN | 01B | RS01SHDR-PN01B | PN1B |  | SP2 | RS01SHDR-PN01B-PN1B-SP2
| RS |  | 01 | SHDR | RS01SHDR |  | PN | 01B | RS01SHDR-PN01B | PN1B |  | SP3 | RS01SHDR-PN01B-PN1B-SP3
Continental Margin | RS | Southern Hydrate Ridge Summit 1 | 01 | SUM1 | RS01SUM1 | Low Voltage Node [LV01B] | LV | 01B | RS01SUM1-LV01B | 00 |  | ENG | RS01SUM1-LV01B-00-ENG
| RS |  | 01 | SUM1 | RS01SUM1 |  | LV | 01B | RS01SUM1-LV01B | 02 |  | EP1 | RS01SUM1-LV01B-02-EP1
| RS |  | 01 | SUM1 | RS01SUM1 |  | LV | 01B | RS01SUM1-LV01B | 05 |  | IP1 | RS01SUM1-LV01B-05-IP1
| RS |  | 01 | SUM1 | RS01SUM1 | Low Power Junction Box [LJ01B] | LJ | 01B | RS01SUM1-LJ01B | 00 |  | ENG | RS01SUM1-LJ01B-00-ENG
| RS |  | 01 | SUM1 | RS01SUM1 |  | LJ | 01B | RS01SUM1-LJ01B | 05 |  | IP1 | RS01SUM1-LJ01B-05-IP1
| RS |  | 01 | SUM1 | RS01SUM1 |  | LJ | 01B | RS01SUM1-LJ01B | 06 |  | IP2 | RS01SUM1-LJ01B-06-IP2
| RS |  | 01 | SUM1 | RS01SUM1 |  | LJ | 01B | RS01SUM1-LJ01B | 07 |  | IP3 | RS01SUM1-LJ01B-07-IP3
| RS |  | 01 | SUM1 | RS01SUM1 |  | LJ | 01B | RS01SUM1-LJ01B | 08 |  | IP4 | RS01SUM1-LJ01B-08-IP4
| RS |  | 01 | SUM1 | RS01SUM1 |  | LJ | 01B | RS01SUM1-LJ01B | 09 |  | IP5 | RS01SUM1-LJ01B-09-IP5
| RS |  | 01 | SUM1 | RS01SUM1 |  | LJ | 01B | RS01SUM1-LJ01B | 12 |  | IP8 | RS01SUM1-LJ01B-12-IP8
Continental Margin | RS | Southern Hydrate Ridge Summit 2 | 01 | SUM2 | RS01SUM2 | Medium Power Junction Box [MJ01B] | MJ | 01B | RS01SUM2-MJ01B | 00 |  | ENG | RS01SUM2-MJ01B-00-ENG
| RS |  | 01 | SUM2 | RS01SUM2 |  | MJ | 01B | RS01SUM2-MJ01B | 05 |  | IP1 | RS01SUM2-MJ01B-05-IP1
| RS |  | 01 | SUM2 | RS01SUM2 |  | MJ | 01B | RS01SUM2-MJ01B | 06 |  | IP2 | RS01SUM2-MJ01B-06-IP2
| RS |  | 01 | SUM2 | RS01SUM2 |  | MJ | 01B | RS01SUM2-MJ01B | 12 |  | IP8 | RS01SUM2-MJ01B-12-IP8

## CA Axial Seamount (RS)
Array | Array Code | Site (Description) | Site Prefix | Site Suffix | RSN Site Name | Platform (Node Description) | Assembly Code | Assembly Site Sequence | RSN Assembly Name | Port | Instrument Description | Instrument Class | Instrument Series | Insttruement Sequence # | Instrument Location | Depth (M) | OOI
| AA |  | ## | AAAA | AA##AAAA |  | AA | CCC | AA##AAAA-AACCC | ## |  | CCCCC | A | ### |  |  | AA##AAAA-AACCC-##-CCCCCA###
[11 empty] | Total Sensor Count: | 57
10
Axial Seamount | RS | Axial Base | 03 | AXBS | RS03AXBS | Primary Node [PN03A] | PN | 03A | RS03AXBS-PN03A | [6 empty] | 2609 | RS03AXBS-PN03A
| RS |  | 03 | AXPS | RS03AXPS | Low Voltage Node [LV03A] | LV | 03A | RS03AXPS-LV03A | [6 empty] | 2594 | RS03AXPS-LV03A
| RS |  | 03 | AXBS | RS03AXBS | Medium Power Junction Box [MJ03A] | MJ | 03A | RS03AXBS-MJ03A | [6 empty] | 2642 | RS03AXBS-MJ03A
| RS |  | 03 | AXBS | RS03AXBS |  | MJ | 03A | RS03AXBS-MJ03A | 05 | Broadband Seismometer | OBSBB | A | 303 | Off Node, Wet Mate | 2642 | RS03AXBS-MJ03A-05-OBSBBA303
| RS |  | 03 | AXBS | RS03AXBS |  | MJ | 03A | RS03AXBS-MJ03A | 05 | LF Hydrophone | HYDLF | A | 301 | Part of Seismometer Package | 2642 | RS03AXBS-MJ03A-05-HYDLFA301
| RS |  | 03 | AXBS | RS03AXBS |  | MJ | 03A | RS03AXBS-MJ03A | 06 | Pressure | PREST | A | 301 | Off Node, Wet Mate | 2642 | RS03AXBS-MJ03A-06-PRESTA301
| RS |  | 03 | AXBS | RS03AXBS |  | MJ | 03A | RS03AXBS-MJ03A | 12 | Current Meter, Temp | VEL3D | B | 301 | Off Node, Dry Mate | 2642 | RS03AXBS-MJ03A-12-VEL3DB301
| RS |  | 03 | AXBS | RS03AXBS | Low Power Junction Box [LJ03A] | LJ | 03A | RS03AXBS-LJ03A | [6 empty] | 2594 | RS03AXBS-LJ03A
| RS |  | 03 | AXBS | RS03AXBS |  | LJ | 03A | RS03AXBS-LJ03A | 05 | HPIES | HPIES | A | 301 | Off Node, Wet Mate | 2639 | RS03AXBS-LJ03A-05-HPIESA301
| RS |  | 03 | AXBS | RS03AXBS |  | LJ | 03A | RS03AXBS-LJ03A | 09 | BB Hydrophone | HYDBB | A | 302 | On Node, Dry Mate | 2594 | RS03AXBS-LJ03A-09-HYDBBA302
| RS |  | 03 | AXBS | RS03AXBS |  | LJ | 03A | RS03AXBS-LJ03A | 10 | ADCP-150KHz | ADCPT | E | 303 | On Node, Dry Mate | 2594 | RS03AXBS-LJ03A-10-ADCPTE303
| RS |  | 03 | AXBS | RS03AXBS |  | LJ | 03A | RS03AXBS-LJ03A | 11 | Optical Attenuation | OPTAA | C | 303 | Off Node, Dry Mate | 2594 | RS03AXBS-LJ03A-11-OPTAAC303
| RS |  | 03 | AXBS | RS03AXBS |  | LJ | 03A | RS03AXBS-LJ03A | 12 | CTD | CTDPF | B | 301 | Off Node, Dry Mate | 2522 | RS03AXBS-LJ03A-12-CTDPFB301
| RS |  | 03 | AXBS | RS03AXBS |  | LJ | 03A | RS03AXBS-LJ03A | 12 | DO | DOSTA | D | 301 | Part of CTD Package | 2522 | RS03AXBS-LJ03A-12-DOSTAD301
18
Axial Seamount | RS | Shallow Profiler | 03 | AXPS | RS03AXPS | Platform Interface Controller [PC03A] | PC | 03A | RS03AXPS-PC03A | [6 empty] | 200 | RS03AXPS-PC03A
| RS |  | 03 | AXPS | RS03AXPS |  | PC | 03A | RS03AXPS-PC03A | 4A | CTD | CTDPF | A | 303 | On Platform | 200 | RS03AXPS-PC03A-4A-CTDPFA303
| RS |  | 03 | AXPS | RS03AXPS |  | PC | 03A | RS03AXPS-PC03A | 4A | DO | DOSTA | D | 303 | On Platform | 200 | RS03AXPS-PC03A-4A-DOSTAD303
| RS |  | 03 | AXPS | RS03AXPS |  | PC | 03A | RS03AXPS-PC03A | 4B | pH | PHSEN | A | 302 | On Platform | 200 | RS03AXPS-PC03A-4B-PHSENA302
| RS |  | 03 | AXPS | RS03AXPS |  | PC | 03A | RS03AXPS-PC03A | 4C | Fluorometer | FLORD | D | 303 | On Platform | 200 | RS03AXPS-PC03A-4C-FLORDD303
| RS |  | 03 | AXPS | RS03AXPS |  | PC | 03A | RS03AXPS-PC03A | 05 | ADCP-150KHz | ADCPT | D | 302 | On Platform | 200 | RS03AXPS-PC03A-05-ADCPTD302
| RS |  | 03 | AXPS | RS03AXPS |  | PC | 03A | RS03AXPS-PC03A | 06 | VADCP | VADCP | A | 301 | On Platform | 200 | RS03AXPS-PC03A-06-VADCPA301
| RS |  | 03 | AXPS | RS03AXPS |  | PC | 03A | RS03AXPS-PC03A | 07 | Digital Still Camera | CAMDS | C | 302 | On Platform | 200 | RS03AXPS-PC03A-07-CAMDSC302
| RS |  | 03 | AXPS | RS03AXPS |  | PC | 03A | RS03AXPS-PC03A | 08 | BB Hydrophone | HYDBB | A | 303 | On Platform | 200 | RS03AXPS-PC03A-08-HYDBBA303
| RS |  | 03 | AXPS | RS03AXPS | Shallow Profiler Controller [SC03A] | SC | 03A | RS03AXPS-SC03A | [6 empty] | 200 | RS03AXPS-SC03A
| RS |  | 03 | AXPS | RS03AXPS | Shallow Profiler Float [SF03A] | SF | 03A | RS03AXPS-SF03A | [5 empty] | Shallow Profiler Float | 200 | RS03AXPS-SF03A
| RS |  | 03 | AXPS | RS03AXPS |  | SF | 03A | RS03AXPS-SF03A | 2A | CTD | CTDPF | A | 302 | Shallow Profiler Float | 200 | RS03AXPS-SF03A-2A-CTDPFA302
| RS |  | 03 | AXPS | RS03AXPS |  | SF | 03A | RS03AXPS-SF03A | 2A | DO | DOFST | A | 302 | Shallow Profiler Float | 200 | RS03AXPS-SF03A-2A-DOFSTA302
| RS |  | 03 | AXPS | RS03AXPS |  | SF | 03A | RS03AXPS-SF03A | 2D | pH | PHSEN | A | 301 | Shallow Profiler Float | 200 | RS03AXPS-SF03A-2D-PHSENA301
| RS |  | 03 | AXPS | RS03AXPS |  | SF | 03A | RS03AXPS-SF03A | 3A | Fluorometer | FLORT | D | 301 | Shallow Profiler Float | 200 | RS03AXPS-SF03A-3A-FLORTD301
| RS |  | 03 | AXPS | RS03AXPS |  | SF | 03A | RS03AXPS-SF03A | 3B | Optical Attenuation | OPTAA | D | 301 | Shallow Profiler Float | 200 | RS03AXPS-SF03A-3B-OPTAAD301
| RS |  | 03 | AXPS | RS03AXPS |  | SF | 03A | RS03AXPS-SF03A | 3C | PAR | PARAD | A | 301 | Shallow Profiler Float | 200 | RS03AXPS-SF03A-3C-PARADA301
| RS |  | 03 | AXPS | RS03AXPS |  | SF | 03A | RS03AXPS-SF03A | 3D | Spectral Irradiance | SPKIR | A | 301 | Shallow Profiler Float | 200 | RS03AXPS-SF03A-3D-SPKIRA301
| RS |  | 03 | AXPS | RS03AXPS |  | SF | 03A | RS03AXPS-SF03A | 4A | Nitrate | NUTNR | A | 301 | Shallow Profiler Float | 200 | RS03AXPS-SF03A-4A-NUTNRA301
| RS |  | 03 | AXPS | RS03AXPS |  | SF | 03A | RS03AXPS-SF03A | 4B | Current Meter, Temp | VELPT | D | 302 | Shallow Profiler Float | 200 | RS03AXPS-SF03A-4B-VELPTD302
| RS |  | 03 | AXPS | RS03AXPS |  | SF | 03A | RS03AXPS-SF03A | 4F | PCO2 | PCO2W | A | 301 | Shallow Profiler Float | 200 | RS03AXPS-SF03A-4F-PCO2WA301
7
Axial Seamount | RS | Deep Profiler | 03 | AXPD | RS03AXPD | Deep Profiler Docking Station [PD03A] | PD | 03A | RS03AXPD-PD03A | [6 empty] | 2465 | RS03AXPD-PD03A
| RS |  | 03 | AXPD | RS03AXPD | Deep Profiler [DP03A] | DP | 03A | RS03AXPD-DP03A | [6 empty] | 2465 | RS03AXPD-DP03A
| RS |  | 03 | AXPD | RS03AXPD |  | DP | 03A | RS03AXPD-DP03A | 00 | Controller | ENG00 | 0 | 000 | On Deep Profiler | 2465 | RS03AXPD-DP03A-00-ENG000000
| RS |  | 03 | AXPD | RS03AXPD |  | DP | 03A | RS03AXPD-DP03A | 01 | CTD | CTDPF | L | 304 | On Deep Profiler | 2465 | RS03AXPD-DP03A-01-CTDPFL304
| RS |  | 03 | AXPD | RS03AXPD |  | DP | 03A | RS03AXPD-DP03A | 02 | Current Meter, Temp | VEL3D | A | 303 | On Deep Profiler | 2465 | RS03AXPD-DP03A-02-VEL3DA303
| RS |  | 03 | AXPD | RS03AXPD |  | DP | 03A | RS03AXPD-DP03A | 03 | Fluorometer and Backscatter | FLNTU | A | 302 | On Deep Profiler | 2465 | RS03AXPD-DP03A-03-FLNTUA302
| RS |  | 03 | AXPD | RS03AXPD |  | DP | 03A | RS03AXPD-DP03A | 03 | Fluorometer and Backscatter | FLCDR | A | 302 | On Deep Profiler | 2465 | RS03AXPD-DP03A-03-FLCDRA302
| RS |  | 03 | AXPD | RS03AXPD |  | DP | 03A | RS03AXPD-DP03A | 05 | Optical Attenuation | OPTAA | C | 302 | On Deep Profiler | 2465 | RS03AXPD-DP03A-05-OPTAAC302
| RS |  | 03 | AXPD | RS03AXPD |  | DP | 03A | RS03AXPD-DP03A | 06 | DO | DOSTA | D | 304 | On Deep Profiler | 2465 | RS03AXPD-DP03A-06-DOSTAD304
5
Axial Seamount | RS | Ashes | 03 | ASHS | RS03ASHS | HD Camera System | PN | 03B | RS03ASHS-PN03B | 06 | HD Video Camera | CAMHD | A | 301 | Wet Mate to Primary Node | 1552 | RS03ASHS-PN03B-06-CAMHDA301
| RS |  | 03 | ASHS | RS03ASHS | Medium Power Junction Box [MJ03B] | MJ | 03B | RS03ASHS-MJ03B | [6 empty] | 1552 | RS03ASHS-MJ03B
| RS |  | 03 | ASHS | RS03ASHS |  | MJ | 03B | RS03ASHS-MJ03B | 00 | OSMO Sampler | OSMOI | A | 301 | Not Cabled | 1552 | RS03ASHS-MJ03B-00-OSMOIA301
| RS |  | 03 | ASHS | RS03ASHS |  | MJ | 03B | RS03ASHS-MJ03B | 05 | Short Period Seismometer | OBSSP | A | 302 | Wet Mate Off Node | 1552 | RS03ASHS-MJ03B-05-OBSSPA302
| RS |  | 03 | ASHS | RS03ASHS |  | MJ | 03B | RS03ASHS-MJ03B | 06 | Short Period Seismometer | OBSSP | A | 301 | Wet Mate Off Node | 1552 | RS03ASHS-MJ03B-06-OBSSPA301
| RS |  | 03 | ASHS | RS03ASHS |  | MJ | 03B | RS03ASHS-MJ03B | 07 | Thermister Array | TMPSF | A | 301 | Wet Mate Off Node | 1552 | RS03ASHS-MJ03B-07-TMPSFA301
6
Axial Seamount | RS | International District 1 | 03 | INT1 | RS03INT1 | Medium Power Junction Box [MJ03C] | MJ | 03C | RS03INT1-MJ03C | [6 empty] | 1520 | RS03INT1-MJ03C
| RS |  | 03 | INT1 | RS03INT1 |  | MJ | 03C | RS03INT1-MJ03C | 05 | Digital Still Camera | CAMDS | B | 303 | Wet Mate Off Node | 1520 | RS03INT1-MJ03C-05-CAMDSB303
| RS |  | 03 | INT1 | RS03INT1 |  | MJ | 03C | RS03INT1-MJ03C | 06 | Mass Spectrometer | MASSP | A | 301 | Wet Mate Off Node | 1520 | RS03INT1-MJ03C-06-MASSPA301
| RS |  | 03 | INT1 | RS03INT1 |  | MJ | 03C | RS03INT1-MJ03C | 07 | RAS | RASFL | A | 301 | Wet Mate Off Node | 1520 | RS03INT1-MJ03C-07-RASFLA301
| RS |  | 03 | INT1 | RS03INT1 |  | MJ | 03C | RS03INT1-MJ03C | 07 | PPS | PPSDN | A | 301 | Part of RAS | 1520 | RS03INT1-MJ03C-07-PPSDNA301
| RS |  | 03 | INT1 | RS03INT1 |  | MJ | 03C | RS03INT1-MJ03C | 09 | pH | THSPH | A | 301 | Wet Mate Off Node | 1520 | RS03INT1-MJ03C-09-THSPHA301
| RS |  | 03 | INT1 | RS03INT1 |  | MJ | 03C | RS03INT1-MJ03C | 10 | H2 | TRHPH | A | 301 | Wet Mate Off Node | 1520 | RS03INT1-MJ03C-10-TRHPHA301
3
Axial Seamount | RS | International District 2 | 03 | INT2 | RS03INT2 | Medium Power Junction Box [MJ03D] | MJ | 03D | RS03INT2-MJ03D | [6 empty] | 1527 | RS03INT2-MJ03D
| RS |  | 03 | INT2 | RS03INT2 |  | MJ | 03D | RS03INT2-MJ03D | 05 | Short Period Seismometer | OBSSP | A | 305 | Wet Mate Off Node | 1527 | RS03INT2-MJ03D-05-OBSSPA305
| RS |  | 03 | INT2 | RS03INT2 |  | MJ | 03D | RS03INT2-MJ03D | 06 | Bottom Pressure Tilt | BOTPT | A | 303 | Wet Mate Off Node | 1527 | RS03INT2-MJ03D-06-BOTPTA303
| RS |  | 03 | INT2 | RS03INT2 |  | MJ | 03D | RS03INT2-MJ03D | 12 | Current Meter, Temp | VEL3D | B | 304 | Dry Mate Off Node | 1527 | RS03INT2-MJ03D-12-VEL3DB304
5
Axial Seamount | RS | Eastern Caldera | 03 | ECAL | RS03ECAL | Medium Power Junction Box [MJ03E] | MJ | 03E | RS03ECAL-MJ03E | [6 empty] | 1516 | RS03ECAL-MJ03E
| RS |  | 03 | ECAL | RS03ECAL |  | MJ | 03E | RS03ECAL-MJ03E | 05 | Short Period Seismometer | OBSSP | A | 303 | Wet Mate Off Node | 1516 | RS03ECAL-MJ03E-05-OBSSPA303
| RS |  | 03 | ECAL | RS03ECAL |  | MJ | 03E | RS03ECAL-MJ03E | 06 | Bottom Pressure Tilt | BOTPT | A | 302 | Wet Mate Off Node | 1516 | RS03ECAL-MJ03E-06-BOTPTA302
| RS |  | 03 | ECAL | RS03ECAL |  | MJ | 03E | RS03ECAL-MJ03E | 08 | Short Period Seismometer | OBSSP | A | 304 | Wet Mate Off Node | 1516 | RS03ECAL-MJ03E-08-OBSSPA304
| RS |  | 03 | ECAL | RS03ECAL |  | MJ | 03E | RS03ECAL-MJ03E | 09 | Broad Band Seismometer | OBSBB | A | 302 | Wet Mate Off Node | 1516 | RS03ECAL-MJ03E-09-OBSBBA302
| RS |  | 03 | ECAL | RS03ECAL |  | MJ | 03E | RS03ECAL-MJ03E | 09 | LF Hydrophone | HYDLF | A | 304 | Part of OBSBB | 1516 | RS03ECAL-MJ03E-09-HYDLFA304
3
Axial Seamount | RS | Central Caldera | 03 | CCAL | RS03CCAL | Medium Power Junction Box [MJ03F] | MJ | 03F | RS03CCAL-MJ03F | [6 empty] | 1526 | RS03CCAL-MJ03F
| RS |  | 03 | CCAL | RS03CCAL |  | MJ | 03F | RS03CCAL-MJ03F | 05 | Bottom Pressure Tilt | BOTPT | A | 301 | Wet Mate Off Node | 1526 | RS03CCAL-MJ03F-05-BOTPTA301
| RS |  | 03 | CCAL | RS03CCAL |  | MJ | 03F | RS03CCAL-MJ03F | 06 | Broad Band Seismometer | OBSBB | A | 301 | Wet Mate Off Node | 1526 | RS03CCAL-MJ03F-06-OBSBBA301
| RS |  | 03 | CCAL | RS03CCAL |  | MJ | 03F | RS03CCAL-MJ03F | 06 | LF Hydrophone | HYDLF | A | 305 | Part of OBSBB | 1526 | RS03CCAL-MJ03F-06-HYDLFA305

## CA Axial Seamount (RS) ENG
Array | Array Code | Site (Description) | Site Prefix | Site Suffix | RSN Site Name | Node Description | Node Code | Node Site Sequence | RSN Node Name | Port | Parameter Description | Data Sequence # | OOI
| AA |  | ## | AAAA | AA##AAAA |  | AA | CCC | AA##AAAA-AACCC | ## |  | AAA | AA##AAAA-AACCC-##-AAA
Axial Seamount | RS | Axial Base | 03 | AXBS | RS03AXBS | Primary Node [PN03A] | PN | 03A | RS03AXBS-PN03A | PN3A |  | LVPS | RS03AXBS-PN03A-PN3A-LVPS | Note: These do not conform to the standard reference designator format, but these data types are not expected to be processes through the OOI common UI and associated tools and so the non-standard format is acceptable.
| RS |  | 03 | AXBS | RS03AXBS |  | PN | 03A | RS03AXBS-PN03A | PN3A |  | PRI | RS03AXBS-PN03A-PN3A-PRI
| RS |  | 03 | AXBS | RS03AXBS |  | PN | 03A | RS03AXBS-PN03A | PN3A |  | SP1 | RS03AXBS-PN03A-PN3A-SP1
| RS |  | 03 | AXBS | RS03AXBS |  | PN | 03A | RS03AXBS-PN03A | PN3A |  | SP2 | RS03AXBS-PN03A-PN3A-SP2
| RS |  | 03 | AXBS | RS03AXBS |  | PN | 03A | RS03AXBS-PN03A | PN3A |  | SP3 | RS03AXBS-PN03A-PN3A-SP3
| RS |  | 03 | AXBS | RS03AXBS | Low Voltage Node [LV03A] | LV | 03A | RS03AXBS-LV03A | 00 |  | ENG | RS03AXBS-LV03A-00-ENG
| RS |  | 03 | AXBS | RS03AXBS |  | LV | 03A | RS03AXBS-LV03A | 02 |  | EP1 | RS03AXBS-LV03A-02-EP1
| RS |  | 03 | AXBS | RS03AXBS |  | LV | 03A | RS03AXBS-LV03A | 03 |  | EP2 | RS03AXBS-LV03A-03-EP2
| RS |  | 03 | AXBS | RS03AXBS |  | LV | 03A | RS03AXBS-LV03A | 05 |  | IP1 | RS03AXBS-LV03A-05-IP1
| RS |  | 03 | AXBS | RS03AXBS | Medium Power Junction Box [MJ03A] | MJ | 03A | RS03AXBS-MJ03A | 00 |  | ENG | RS03AXBS-MJ03A-00-ENG
| RS |  | 03 | AXBS | RS03AXBS |  | MJ | 03A | RS03AXBS-MJ03A | 05 |  | IP1 | RS03AXBS-MJ03A-05-IP1
| RS |  | 03 | AXBS | RS03AXBS |  | MJ | 03A | RS03AXBS-MJ03A | 06 |  | IP2 | RS03AXBS-MJ03A-06-IP2
| RS |  | 03 | AXBS | RS03AXBS |  | MJ | 03A | RS03AXBS-MJ03A | 12 |  | IP8 | RS03AXBS-MJ03A-12-IP8
| RS |  | 03 | AXBS | RS03AXBS | Low Power Junction Box [LJ03A] | LJ | 03A | RS03AXBS-LJ03A | 00 |  | ENG | RS03AXBS-LJ03A-00-ENG
| RS |  | 03 | AXBS | RS03AXBS |  | LJ | 03A | RS03AXBS-LJ03A | 05 |  | IP1 | RS03AXBS-LJ03A-05-IP1
| RS |  | 03 | AXBS | RS03AXBS |  | LJ | 03A | RS03AXBS-LJ03A | 08 |  | IP4 | RS03AXBS-LJ03A-08-IP4
| RS |  | 03 | AXBS | RS03AXBS |  | LJ | 03A | RS03AXBS-LJ03A | 09 |  | IP5 | RS03AXBS-LJ03A-09-IP5
| RS |  | 03 | AXBS | RS03AXBS |  | LJ | 03A | RS03AXBS-LJ03A | 10 |  | IP6 | RS03AXBS-LJ03A-10-IP6
| RS |  | 03 | AXBS | RS03AXBS |  | LJ | 03A | RS03AXBS-LJ03A | 11 |  | IP7 | RS03AXBS-LJ03A-11-IP7
| RS |  | 03 | AXBS | RS03AXBS |  | LJ | 03A | RS03AXBS-LJ03A | 12 |  | IP8 | RS03AXBS-LJ03A-12-IP8
Axial Seamount | RS | Shallow Profiler | 03 | AXPS | RS03AXPS | Platform Interface Controller [PC03A] | PC | 03A | RS03AXPS-PC03A | 00 |  | ENG | RS03AXPS-PC03A-00-ENG
| RS |  | 03 | AXPS | RS03AXPS |  | PC | 03A | RS03AXPS-PC03A | 02 |  | EP1 | RS03AXPS-PC03A-02-EP1
| RS |  | 03 | AXPS | RS03AXPS |  | PC | 03A | RS03AXPS-PC03A | 04A |  | IP1 | RS03AXPS-PC03A-04A-IP1
| RS |  | 03 | AXPS | RS03AXPS |  | PC | 03A | RS03AXPS-PC03A | 04B |  | IP2 | RS03AXPS-PC03A-04B-IP2
| RS |  | 03 | AXPS | RS03AXPS |  | PC | 03A | RS03AXPS-PC03A | 04C |  | IP3 | RS03AXPS-PC03A-04C-IP3
| RS |  | 03 | AXPS | RS03AXPS |  | PC | 03A | RS03AXPS-PC03A | 05 |  | IP9 | RS03AXPS-PC03A-05-IP9
| RS |  | 03 | AXPS | RS03AXPS |  | PC | 03A | RS03AXPS-PC03A | 06 |  | IP10 | RS03AXPS-PC03A-06-IP10
| RS |  | 03 | AXPS | RS03AXPS |  | PC | 03A | RS03AXPS-PC03A | 06 |  | IP11 | RS03AXPS-PC03A-06-IP11
| RS |  | 03 | AXPS | RS03AXPS |  | PC | 03A | RS03AXPS-PC03A | 07 |  | IP12 | RS03AXPS-PC03A-07-IP12
| RS |  | 03 | AXPS | RS03AXPS |  | PC | 03A | RS03AXPS-PC03A | 08 |  | IP8 | RS03AXPS-PC03A-08-IP8
| RS |  | 03 | AXPS | RS03AXPS | Shallow Profiler Controller [SC03A] | SC | 03A | RS03AXPS-SC03A | 00 |  | ENG | RS03AXPS-SC03A-00-ENG
| RS |  | 03 | AXPS | RS03AXPS |  | SC | 03A | RS03AXPS-SC03A | 00 |  | WINCH | RS03AXPS-SC03A-00-WINCH
| RS |  | 03 | AXPS | RS03AXPS |  | SC | 03A | RS03AXPS-SC03A | 04 |  | EP1 | RS03AXPS-SC03A-04-EP1
| RS |  | 03 | AXPS | RS03AXPS |  | SC | 03A | RS03AXPS-SC03A | 05 |  | IP1 | RS03AXPS-SC03A-05-IP1
| RS |  | 03 | AXPS | RS03AXPS |  | SC | 03A | RS03AXPS-SC03A | BRAKE |  | IP2 | RS03AXPS-SC03A-BRAKE-IP2
| RS |  | 03 | AXPS | RS03AXPS |  | SC | 03A | RS03AXPS-SC03A | VFD |  | EP2 | RS03AXPS-SC03A-VFD-EP2
| RS |  | 03 | AXPS | RS03AXPS | Shallow Profiler Float [SF03A] | SF | 03A | RS03AXPS-SF03A | 00 |  | ENG | RS03AXPS-SF03A-00-ENG
| RS |  | 03 | AXPS | RS03AXPS |  | SF | 03A | RS03AXPS-SF03A | 02A |  | IP1 | RS03AXPS-SF03A-02A-IP1
| RS |  | 03 | AXPS | RS03AXPS |  | SF | 03A | RS03AXPS-SF03A | 02D |  | IP3 | RS03AXPS-SF03A-02D-IP3
| RS |  | 03 | AXPS | RS03AXPS |  | SF | 03A | RS03AXPS-SF03A | 03 |  | IP10 | RS03AXPS-SF03A-03-IP10
| RS |  | 03 | AXPS | RS03AXPS |  | SF | 03A | RS03AXPS-SF03A | 03A |  | IP7 | RS03AXPS-SF03A-03A-IP7
| RS |  | 03 | AXPS | RS03AXPS |  | SF | 03A | RS03AXPS-SF03A | 03B |  | IP8 | RS03AXPS-SF03A-03B-IP8
| RS |  | 03 | AXPS | RS03AXPS |  | SF | 03A | RS03AXPS-SF03A | 03C |  | IP9 | RS03AXPS-SF03A-03C-IP9
| RS |  | 03 | AXPS | RS03AXPS |  | SF | 03A | RS03AXPS-SF03A | 04A |  | IP12 | RS03AXPS-SF03A-04A-IP12
| RS |  | 03 | AXPS | RS03AXPS |  | SF | 03A | RS03AXPS-SF03A | 04B |  | IP13 | RS03AXPS-SF03A-04B-IP13
| RS |  | 03 | AXPS | RS03AXPS |  | SF | 03A | RS03AXPS-SF03A | 04F |  | IP15 | RS03AXPS-SF03A-04F-IP15
Axial Seamount | RS | Deep Profiler | 03 | AXPD | RS03AXPD | Deep Profiler Docking Station [PD03A] | PD | 03A | RS03AXPD-PD03A | 00 |  | ENG | RS03AXPD-PD03A-00-ENG
Axial Seamount | RS | Axial Sea Mount | 03 | AXSM | RS03AXSM | Primary Node [PN03B] | PN | 03B | RS03AXSM-PN03B | PN3B |  | LVPS | RS03AXSM-PN03B-PN3B-LVPS
| RS |  | 03 | AXSM | RS03AXSM |  | PN | 03B | RS03AXSM-PN03B | PN3B |  | PRI | RS03AXSM-PN03B-PN3B-PRI
| RS |  | 03 | AXSM | RS03AXSM |  | PN | 03B | RS03AXSM-PN03B | PN3B |  | SP1 | RS03AXSM-PN03B-PN3B-SP1
| RS |  | 03 | AXSM | RS03AXSM |  | PN | 03B | RS03AXSM-PN03B | PN3B |  | SP2 | RS03AXSM-PN03B-PN3B-SP2
| RS |  | 03 | AXSM | RS03AXSM |  | PN | 03B | RS03AXSM-PN03B | PN3B |  | SP3 | RS03AXSM-PN03B-PN3B-SP3
| RS |  | 03 | AXSM | RS03AXSM |  | PN | 03B | RS03AXSM-PN03B | PN3B |  | SP4 | RS03AXSM-PN03B-PN3B-SP4
| RS |  | 03 | AXSM | RS03AXSM |  | PN | 03B | RS03AXSM-PN03B | PN3B |  | SP5 | RS03AXSM-PN03B-PN3B-SP5
| RS |  | 03 | AXSM | RS03AXSM |  | PN | 03B | RS03AXSM-PN03B | PN3B |  | SP6 | RS03AXSM-PN03B-PN3B-SP6
Axial Seamount | RS | Ashes | 03 | ASHS | RS03ASHS | Medium Power Junction Box [MJ03B] | MJ | 03B | RS03ASHS-MJ03B | 00 |  | ENG | RS03ASHS-MJ03B-00-ENG
| RS |  | 03 | ASHS | RS03ASHS |  | MJ | 03B | RS03ASHS-MJ03B | 05 |  | IP1 | RS03ASHS-MJ03B-05-IP1
| RS |  | 03 | ASHS | RS03ASHS |  | MJ | 03B | RS03ASHS-MJ03B | 06 |  | IP2 | RS03ASHS-MJ03B-06-IP2
| RS |  | 03 | ASHS | RS03ASHS |  | MJ | 03B | RS03ASHS-MJ03B | 07 |  | IP3 | RS03ASHS-MJ03B-07-IP3
Axial Seamount | RS | International District 1 | 03 | INT1 | RS03INT1 | Medium Power Junction Box [MJ03C] | MJ | 03C | RS03INT1-MJ03C | 00 |  | ENG | RS03INT1-MJ03C-00-ENG
| RS |  | 03 | INT1 | RS03INT1 |  | MJ | 03C | RS03INT1-MJ03C | 05 |  | IP1 | RS03INT1-MJ03C-05-IP1
| RS |  | 03 | INT1 | RS03INT1 |  | MJ | 03C | RS03INT1-MJ03C | 06 |  | IP2 | RS03INT1-MJ03C-06-IP2
| RS |  | 03 | INT1 | RS03INT1 |  | MJ | 03C | RS03INT1-MJ03C | 07 |  | IP3 | RS03INT1-MJ03C-07-IP3
| RS |  | 03 | INT1 | RS03INT1 |  | MJ | 03C | RS03INT1-MJ03C | 09 |  | IP5 | RS03INT1-MJ03C-09-IP5
| RS |  | 03 | INT1 | RS03INT1 |  | MJ | 03C | RS03INT1-MJ03C | 10 |  | IP6 | RS03INT1-MJ03C-10-IP6
Axial Seamount | RS | International District 2 | 03 | INT2 | RS03INT2 | Medium Power Junction Box [MJ03D] | MJ | 03D | RS03INT2-MJ03D | 00 |  | ENG | RS03INT2-MJ03D-00-ENG
| RS |  | 03 | INT2 | RS03INT2 |  | MJ | 03D | RS03INT2-MJ03D | 05 |  | IP1 | RS03INT2-MJ03D-05-IP1
| RS |  | 03 | INT2 | RS03INT2 |  | MJ | 03D | RS03INT2-MJ03D | 06 |  | IP2 | RS03INT2-MJ03D-06-IP2
| RS |  | 03 | INT2 | RS03INT2 |  | MJ | 03D | RS03INT2-MJ03D | 12 |  | IP8 | RS03INT2-MJ03D-12-IP8
Axial Seamount | RS | Eastern Caldera | 03 | ECAL | RS03ECAL | Medium Power Junction Box [MJ03E] | MJ | 03E | RS03ECAL-MJ03E | 00 |  | ENG | RS03ECAL-MJ03E-00-ENG
| RS |  | 03 | ECAL | RS03ECAL |  | MJ | 03E | RS03ECAL-MJ03E | 05 |  | IP1 | RS03ECAL-MJ03E-05-IP1
| RS |  | 03 | ECAL | RS03ECAL |  | MJ | 03E | RS03ECAL-MJ03E | 06 |  | IP2 | RS03ECAL-MJ03E-06-IP2
| RS |  | 03 | ECAL | RS03ECAL |  | MJ | 03E | RS03ECAL-MJ03E | 08 |  | IP4 | RS03ECAL-MJ03E-08-IP4
| RS |  | 03 | ECAL | RS03ECAL |  | MJ | 03E | RS03ECAL-MJ03E | 09 |  | IP5 | RS03ECAL-MJ03E-09-IP5
| RS |  | 03 | ECAL | RS03ECAL |  | MJ | 03E | RS03ECAL-MJ03E | 12 |  | IP8 | RS03ECAL-MJ03E-12-IP8
Axial Seamount | RS | Central Caldera | 03 | CCAL | RS03CCAL | Medium Power Junction Box [MJ03F] | MJ | 03F | RS03CCAL-MJ03F | 00 |  | ENG | RS03CCAL-MJ03F-00-ENG
| RS |  | 03 | CCAL | RS03CCAL |  | MJ | 03F | RS03CCAL-MJ03F | 05 |  | IP1 | RS03CCAL-MJ03F-05-IP1
| RS |  | 03 | CCAL | RS03CCAL |  | MJ | 03F | RS03CCAL-MJ03F | 06 |  | IP2 | RS03CCAL-MJ03F-06-IP2

## CA Mid Plate (RS)
Array | Array Code | Site (Description) | Site Prefix | Site Suffix | RSN Site Name | Platform (Node Description) | Assembly Code | Assembly Site Sequence | RSN Assembly Name | Port | Instrument Description | Instrument Class | Instrument Series | Insttruement Sequence # | Instrument Location | Depth (M) | OOI
| AA |  | ## | AAAA |  |  | AA | CCC | AA##AAAA-AACCC | ## |  | CCCCC | A | ### |  |  | AA##AAAA-AACCC-##-CCCCCA###
Mid Plate | RS | Mid Plate | 05 | MDPL | RS05MDPL | Primary Node [PN05A] | PN | 05A | RS05MDPL-PN05A | [6 empty] | 2820 | RS05MDPL-PN05A | Previous version had RS05MPPI-PN05A

## CA Shore Station (RS)
Array | Array Code | Location (Description) | Location Prefix | Site Suffix | RSN Site Name | Shore Component | Component Code | Sub Assembly Code | RSN Assembly Name NEW | Data Element | Data Description | Port | OOI Name
| AA |  | ## | AAAA |  |  | AA | CCC | AA##AAAA-AACCC | ## | A | ### | AA##AAAA-AACCC-##-###
Cabled Array | RS | Shore Station | SS | PACC | RSSSPACC | Power Feed Equipment | PFE | 00 | RSSSPACC-PFE00 | 00 |  | STATUS | RSSSPACC-PFE00-00-STATUS | Note: These do not conform to the standard reference designator format, but these data types are not expected to be processes through the OOI common UI and associated tools and so the non-standard format is acceptable.
Cabled Array | RS | Shore Station | SS | PACC | RSSSPACC | Time Server North | TS0 | 0N | RSSSPACC-TS00N | 00 |  | STATUS | RSSSPACC-TS00N-00-STATUS
| RS |  | SS | PACC | RSSSPACC | Time Server South | TS0 | 0S | RSSSPACC-TS00S | 00 |  | STATUS | RSSSPACC-TS00S-00-STATUS
Cabled Array | RS | Shore Station | SS | PACC | RSSSPACC | UPS-A | UPS | 0A | RSSSPACC-UPS0A | 00 |  | STATUS | RSSSPACC-UPS0A-00-STATUS
| RS |  | SS | PACC | RSSSPACC | UPS-A | UPS | 0A | RSSSPACC-UPS0A | LINE |  | 01 | RSSSPACC-UPS0A-LINE-01
| RS |  | SS | PACC | RSSSPACC | UPS-A | UPS | 0A | RSSSPACC-UPS0A | LINE |  | 02 | RSSSPACC-UPS0A-LINE-02
| RS |  | SS | PACC | RSSSPACC | UPS-A | UPS | 0A | RSSSPACC-UPS0A | LINE |  | 03 | RSSSPACC-UPS0A-LINE-03
| RS |  | SS | PACC | RSSSPACC | UPS-B | UPS | 0B | RSSSPACC-UPS0B | 00 |  | STATUS | RSSSPACC-UPS0B-00-STATUS
| RS |  | SS | PACC | RSSSPACC | UPS-B | UPS | 0B | RSSSPACC-UPS0B | LINE |  | 01 | RSSSPACC-UPS0B-LINE-01
| RS |  | SS | PACC | RSSSPACC | UPS-B | UPS | 0B | RSSSPACC-UPS0B | LINE |  | 02 | RSSSPACC-UPS0B-LINE-02
| RS |  | SS | PACC | RSSSPACC | UPS-B | UPS | 0B | RSSSPACC-UPS0B | LINE |  | 03 | RSSSPACC-UPS0B-LINE-03
Cabled Array | RS | Shore Station | SS | PACC | RSSSPACC | Force 10 Network Switch North A | F10 | NA | RSSSPACC-F10NA | F10 |  | 01 | RSSSPACC-F10NA-F10-01
| RS |  | SS | PACC | RSSSPACC | Force 10 Network Switch North A | F10 | NA | RSSSPACC-F10NA | F10 |  | 02 | RSSSPACC-F10NA-F10-02
| RS |  | SS | PACC | RSSSPACC | Force 10 Network Switch North A | F10 | NA | RSSSPACC-F10NA | F10 |  | 03 | RSSSPACC-F10NA-F10-03
| RS |  | SS | PACC | RSSSPACC | Force 10 Network Switch North A | F10 | NA | RSSSPACC-F10NA | F10 |  | 04 | RSSSPACC-F10NA-F10-04
| RS |  | SS | PACC | RSSSPACC | Force 10 Network Switch North A | F10 | NA | RSSSPACC-F10NA | F10 |  | 05 | RSSSPACC-F10NA-F10-05
| RS |  | SS | PACC | RSSSPACC | Force 10 Network Switch North A | F10 | NA | RSSSPACC-F10NA | F10 |  | 06 | RSSSPACC-F10NA-F10-06
| RS |  | SS | PACC | RSSSPACC | Force 10 Network Switch North A | F10 | NA | RSSSPACC-F10NA | F10 |  | 07 | RSSSPACC-F10NA-F10-07
| RS |  | SS | PACC | RSSSPACC | Force 10 Network Switch North A | F10 | NA | RSSSPACC-F10NA | F10 |  | 08 | RSSSPACC-F10NA-F10-08
| RS |  | SS | PACC | RSSSPACC | Force 10 Network Switch North A | F10 | NA | RSSSPACC-F10NA | F10 |  | 09 | RSSSPACC-F10NA-F10-09
| RS |  | SS | PACC | RSSSPACC | Force 10 Network Switch North A | F10 | NA | RSSSPACC-F10NA | F10 |  | 10 | RSSSPACC-F10NA-F10-10
| RS |  | SS | PACC | RSSSPACC | Force 10 Network Switch North A | F10 | NA | RSSSPACC-F10NA | F10 |  | 11 | RSSSPACC-F10NA-F10-11
| RS |  | SS | PACC | RSSSPACC | Force 10 Network Switch North A | F10 | NA | RSSSPACC-F10NA | F10 |  | 12 | RSSSPACC-F10NA-F10-12
| RS |  | SS | PACC | RSSSPACC | Force 10 Network Switch North A | F10 | NA | RSSSPACC-F10NA | F10 |  | 13 | RSSSPACC-F10NA-F10-13
| RS |  | SS | PACC | RSSSPACC | Force 10 Network Switch North A | F10 | NA | RSSSPACC-F10NA | F10 |  | 14 | RSSSPACC-F10NA-F10-14
| RS |  | SS | PACC | RSSSPACC | Force 10 Network Switch North A | F10 | NA | RSSSPACC-F10NA | F10 |  | 15 | RSSSPACC-F10NA-F10-15
| RS |  | SS | PACC | RSSSPACC | Force 10 Network Switch North A | F10 | NA | RSSSPACC-F10NA | F10 |  | 16 | RSSSPACC-F10NA-F10-16
| RS |  | SS | PACC | RSSSPACC | Force 10 Network Switch North A | F10 | NA | RSSSPACC-F10NA | F10 |  | 17 | RSSSPACC-F10NA-F10-17
| RS |  | SS | PACC | RSSSPACC | Force 10 Network Switch North A | F10 | NA | RSSSPACC-F10NA | F10 |  | 18 | RSSSPACC-F10NA-F10-18
| RS |  | SS | PACC | RSSSPACC | Force 10 Network Switch North A | F10 | NA | RSSSPACC-F10NA | F10 |  | 19 | RSSSPACC-F10NA-F10-19
| RS |  | SS | PACC | RSSSPACC | Force 10 Network Switch North A | F10 | NA | RSSSPACC-F10NA | F10 |  | 20 | RSSSPACC-F10NA-F10-20
| RS |  | SS | PACC | RSSSPACC | Force 10 Network Switch North A | F10 | NA | RSSSPACC-F10NA | F10 |  | 21 | RSSSPACC-F10NA-F10-21
| RS |  | SS | PACC | RSSSPACC | Force 10 Network Switch North A | F10 | NA | RSSSPACC-F10NA | F10 |  | 22 | RSSSPACC-F10NA-F10-22
| RS |  | SS | PACC | RSSSPACC | Force 10 Network Switch North A | F10 | NA | RSSSPACC-F10NA | F10 |  | 23 | RSSSPACC-F10NA-F10-23
| RS |  | SS | PACC | RSSSPACC | Force 10 Network Switch North B | F10 | NB | RSSSPACC-F10NB | F10 |  | 01 | RSSSPACC-F10NB-F10-01
| RS |  | SS | PACC | RSSSPACC | Force 10 Network Switch North B | F10 | NB | RSSSPACC-F10NB | F10 |  | 02 | RSSSPACC-F10NB-F10-02
| RS |  | SS | PACC | RSSSPACC | Force 10 Network Switch North B | F10 | NB | RSSSPACC-F10NB | F10 |  | 03 | RSSSPACC-F10NB-F10-03
| RS |  | SS | PACC | RSSSPACC | Force 10 Network Switch North B | F10 | NB | RSSSPACC-F10NB | F10 |  | 04 | RSSSPACC-F10NB-F10-04
| RS |  | SS | PACC | RSSSPACC | Force 10 Network Switch North B | F10 | NB | RSSSPACC-F10NB | F10 |  | 05 | RSSSPACC-F10NB-F10-05
| RS |  | SS | PACC | RSSSPACC | Force 10 Network Switch North B | F10 | NB | RSSSPACC-F10NB | F10 |  | 06 | RSSSPACC-F10NB-F10-06
| RS |  | SS | PACC | RSSSPACC | Force 10 Network Switch North B | F10 | NB | RSSSPACC-F10NB | F10 |  | 07 | RSSSPACC-F10NB-F10-07
| RS |  | SS | PACC | RSSSPACC | Force 10 Network Switch North B | F10 | NB | RSSSPACC-F10NB | F10 |  | 08 | RSSSPACC-F10NB-F10-08
| RS |  | SS | PACC | RSSSPACC | Force 10 Network Switch North B | F10 | NB | RSSSPACC-F10NB | F10 |  | 09 | RSSSPACC-F10NB-F10-09
| RS |  | SS | PACC | RSSSPACC | Force 10 Network Switch North B | F10 | NB | RSSSPACC-F10NB | F10 |  | 10 | RSSSPACC-F10NB-F10-10
| RS |  | SS | PACC | RSSSPACC | Force 10 Network Switch North B | F10 | NB | RSSSPACC-F10NB | F10 |  | 11 | RSSSPACC-F10NB-F10-11
| RS |  | SS | PACC | RSSSPACC | Force 10 Network Switch North B | F10 | NB | RSSSPACC-F10NB | F10 |  | 12 | RSSSPACC-F10NB-F10-12
| RS |  | SS | PACC | RSSSPACC | Force 10 Network Switch North B | F10 | NB | RSSSPACC-F10NB | F10 |  | 13 | RSSSPACC-F10NB-F10-13
| RS |  | SS | PACC | RSSSPACC | Force 10 Network Switch North B | F10 | NB | RSSSPACC-F10NB | F10 |  | 14 | RSSSPACC-F10NB-F10-14
| RS |  | SS | PACC | RSSSPACC | Force 10 Network Switch North B | F10 | NB | RSSSPACC-F10NB | F10 |  | 15 | RSSSPACC-F10NB-F10-15
| RS |  | SS | PACC | RSSSPACC | Force 10 Network Switch North B | F10 | NB | RSSSPACC-F10NB | F10 |  | 16 | RSSSPACC-F10NB-F10-16
| RS |  | SS | PACC | RSSSPACC | Force 10 Network Switch North B | F10 | NB | RSSSPACC-F10NB | F10 |  | 17 | RSSSPACC-F10NB-F10-17
| RS |  | SS | PACC | RSSSPACC | Force 10 Network Switch North B | F10 | NB | RSSSPACC-F10NB | F10 |  | 18 | RSSSPACC-F10NB-F10-18
| RS |  | SS | PACC | RSSSPACC | Force 10 Network Switch North B | F10 | NB | RSSSPACC-F10NB | F10 |  | 19 | RSSSPACC-F10NB-F10-19
| RS |  | SS | PACC | RSSSPACC | Force 10 Network Switch North B | F10 | NB | RSSSPACC-F10NB | F10 |  | 20 | RSSSPACC-F10NB-F10-20
| RS |  | SS | PACC | RSSSPACC | Force 10 Network Switch North B | F10 | NB | RSSSPACC-F10NB | F10 |  | 21 | RSSSPACC-F10NB-F10-21
| RS |  | SS | PACC | RSSSPACC | Force 10 Network Switch North B | F10 | NB | RSSSPACC-F10NB | F10 |  | 22 | RSSSPACC-F10NB-F10-22
| RS |  | SS | PACC | RSSSPACC | Force 10 Network Switch North B | F10 | NB | RSSSPACC-F10NB | F10 |  | 23 | RSSSPACC-F10NB-F10-23
| RS |  | SS | PACC | RSSSPACC | Force 10 Network Switch South A | F10 | SA | RSSSPACC-F10SA | F10 |  | 01 | RSSSPACC-F10SA-F10-01
| RS |  | SS | PACC | RSSSPACC | Force 10 Network Switch South A | F10 | SA | RSSSPACC-F10SA | F10 |  | 02 | RSSSPACC-F10SA-F10-02
| RS |  | SS | PACC | RSSSPACC | Force 10 Network Switch South A | F10 | SA | RSSSPACC-F10SA | F10 |  | 03 | RSSSPACC-F10SA-F10-03
| RS |  | SS | PACC | RSSSPACC | Force 10 Network Switch South A | F10 | SA | RSSSPACC-F10SA | F10 |  | 04 | RSSSPACC-F10SA-F10-04
| RS |  | SS | PACC | RSSSPACC | Force 10 Network Switch South A | F10 | SA | RSSSPACC-F10SA | F10 |  | 05 | RSSSPACC-F10SA-F10-05
| RS |  | SS | PACC | RSSSPACC | Force 10 Network Switch South A | F10 | SA | RSSSPACC-F10SA | F10 |  | 06 | RSSSPACC-F10SA-F10-06
| RS |  | SS | PACC | RSSSPACC | Force 10 Network Switch South A | F10 | SA | RSSSPACC-F10SA | F10 |  | 07 | RSSSPACC-F10SA-F10-07
| RS |  | SS | PACC | RSSSPACC | Force 10 Network Switch South A | F10 | SA | RSSSPACC-F10SA | F10 |  | 08 | RSSSPACC-F10SA-F10-08
| RS |  | SS | PACC | RSSSPACC | Force 10 Network Switch South A | F10 | SA | RSSSPACC-F10SA | F10 |  | 09 | RSSSPACC-F10SA-F10-09
| RS |  | SS | PACC | RSSSPACC | Force 10 Network Switch South A | F10 | SA | RSSSPACC-F10SA | F10 |  | 10 | RSSSPACC-F10SA-F10-10
| RS |  | SS | PACC | RSSSPACC | Force 10 Network Switch South A | F10 | SA | RSSSPACC-F10SA | F10 |  | 11 | RSSSPACC-F10SA-F10-11
| RS |  | SS | PACC | RSSSPACC | Force 10 Network Switch South A | F10 | SA | RSSSPACC-F10SA | F10 |  | 12 | RSSSPACC-F10SA-F10-12
| RS |  | SS | PACC | RSSSPACC | Force 10 Network Switch South A | F10 | SA | RSSSPACC-F10SA | F10 |  | 13 | RSSSPACC-F10SA-F10-13
| RS |  | SS | PACC | RSSSPACC | Force 10 Network Switch South A | F10 | SA | RSSSPACC-F10SA | F10 |  | 14 | RSSSPACC-F10SA-F10-14
| RS |  | SS | PACC | RSSSPACC | Force 10 Network Switch South A | F10 | SA | RSSSPACC-F10SA | F10 |  | 15 | RSSSPACC-F10SA-F10-15
| RS |  | SS | PACC | RSSSPACC | Force 10 Network Switch South A | F10 | SA | RSSSPACC-F10SA | F10 |  | 16 | RSSSPACC-F10SA-F10-16
| RS |  | SS | PACC | RSSSPACC | Force 10 Network Switch South A | F10 | SA | RSSSPACC-F10SA | F10 |  | 17 | RSSSPACC-F10SA-F10-17
| RS |  | SS | PACC | RSSSPACC | Force 10 Network Switch South A | F10 | SA | RSSSPACC-F10SA | F10 |  | 18 | RSSSPACC-F10SA-F10-18
| RS |  | SS | PACC | RSSSPACC | Force 10 Network Switch South A | F10 | SA | RSSSPACC-F10SA | F10 |  | 19 | RSSSPACC-F10SA-F10-19
| RS |  | SS | PACC | RSSSPACC | Force 10 Network Switch South A | F10 | SA | RSSSPACC-F10SA | F10 |  | 20 | RSSSPACC-F10SA-F10-20
| RS |  | SS | PACC | RSSSPACC | Force 10 Network Switch South A | F10 | SA | RSSSPACC-F10SA | F10 |  | 21 | RSSSPACC-F10SA-F10-21
| RS |  | SS | PACC | RSSSPACC | Force 10 Network Switch South A | F10 | SA | RSSSPACC-F10SA | F10 |  | 22 | RSSSPACC-F10SA-F10-22
| RS |  | SS | PACC | RSSSPACC | Force 10 Network Switch South A | F10 | SA | RSSSPACC-F10SA | F10 |  | 23 | RSSSPACC-F10SA-F10-23
| RS |  | SS | PACC | RSSSPACC | Force 10 Network Switch South B | F10 | SB | RSSSPACC-F10SB | F10 |  | 01 | RSSSPACC-F10SB-F10-01
| RS |  | SS | PACC | RSSSPACC | Force 10 Network Switch South B | F10 | SB | RSSSPACC-F10SB | F10 |  | 02 | RSSSPACC-F10SB-F10-02
| RS |  | SS | PACC | RSSSPACC | Force 10 Network Switch South B | F10 | SB | RSSSPACC-F10SB | F10 |  | 03 | RSSSPACC-F10SB-F10-03
| RS |  | SS | PACC | RSSSPACC | Force 10 Network Switch South B | F10 | SB | RSSSPACC-F10SB | F10 |  | 04 | RSSSPACC-F10SB-F10-04
| RS |  | SS | PACC | RSSSPACC | Force 10 Network Switch South B | F10 | SB | RSSSPACC-F10SB | F10 |  | 05 | RSSSPACC-F10SB-F10-05
| RS |  | SS | PACC | RSSSPACC | Force 10 Network Switch South B | F10 | SB | RSSSPACC-F10SB | F10 |  | 06 | RSSSPACC-F10SB-F10-06
| RS |  | SS | PACC | RSSSPACC | Force 10 Network Switch South B | F10 | SB | RSSSPACC-F10SB | F10 |  | 07 | RSSSPACC-F10SB-F10-07
| RS |  | SS | PACC | RSSSPACC | Force 10 Network Switch South B | F10 | SB | RSSSPACC-F10SB | F10 |  | 08 | RSSSPACC-F10SB-F10-08
| RS |  | SS | PACC | RSSSPACC | Force 10 Network Switch South B | F10 | SB | RSSSPACC-F10SB | F10 |  | 09 | RSSSPACC-F10SB-F10-09
| RS |  | SS | PACC | RSSSPACC | Force 10 Network Switch South B | F10 | SB | RSSSPACC-F10SB | F10 |  | 10 | RSSSPACC-F10SB-F10-10
| RS |  | SS | PACC | RSSSPACC | Force 10 Network Switch South B | F10 | SB | RSSSPACC-F10SB | F10 |  | 11 | RSSSPACC-F10SB-F10-11
| RS |  | SS | PACC | RSSSPACC | Force 10 Network Switch South B | F10 | SB | RSSSPACC-F10SB | F10 |  | 12 | RSSSPACC-F10SB-F10-12
| RS |  | SS | PACC | RSSSPACC | Force 10 Network Switch South B | F10 | SB | RSSSPACC-F10SB | F10 |  | 13 | RSSSPACC-F10SB-F10-13
| RS |  | SS | PACC | RSSSPACC | Force 10 Network Switch South B | F10 | SB | RSSSPACC-F10SB | F10 |  | 14 | RSSSPACC-F10SB-F10-14
| RS |  | SS | PACC | RSSSPACC | Force 10 Network Switch South B | F10 | SB | RSSSPACC-F10SB | F10 |  | 15 | RSSSPACC-F10SB-F10-15
| RS |  | SS | PACC | RSSSPACC | Force 10 Network Switch South B | F10 | SB | RSSSPACC-F10SB | F10 |  | 16 | RSSSPACC-F10SB-F10-16
| RS |  | SS | PACC | RSSSPACC | Force 10 Network Switch South B | F10 | SB | RSSSPACC-F10SB | F10 |  | 17 | RSSSPACC-F10SB-F10-17
| RS |  | SS | PACC | RSSSPACC | Force 10 Network Switch South B | F10 | SB | RSSSPACC-F10SB | F10 |  | 18 | RSSSPACC-F10SB-F10-18
| RS |  | SS | PACC | RSSSPACC | Force 10 Network Switch South B | F10 | SB | RSSSPACC-F10SB | F10 |  | 19 | RSSSPACC-F10SB-F10-19
| RS |  | SS | PACC | RSSSPACC | Force 10 Network Switch South B | F10 | SB | RSSSPACC-F10SB | F10 |  | 20 | RSSSPACC-F10SB-F10-20
| RS |  | SS | PACC | RSSSPACC | Force 10 Network Switch South B | F10 | SB | RSSSPACC-F10SB | F10 |  | 21 | RSSSPACC-F10SB-F10-21
| RS |  | SS | PACC | RSSSPACC | Force 10 Network Switch South B | F10 | SB | RSSSPACC-F10SB | F10 |  | 22 | RSSSPACC-F10SB-F10-22
| RS |  | SS | PACC | RSSSPACC | Force 10 Network Switch South B | F10 | SB | RSSSPACC-F10SB | F10 |  | 23 | RSSSPACC-F10SB-F10-23
Cabled Array | RS | Shore Station | SS | PACC | RSSSPACC | Optical Transport Network North A | OTN | NA | RSSSPACC-OTNNA | SEA |  | 01 | RSSSPACC-OTNNA-SEA-01
| RS |  | SS | PACC | RSSSPACC | Optical Transport Network North A | OTN | NA | RSSSPACC-OTNNA | SEA |  | 02 | RSSSPACC-OTNNA-SEA-02
| RS |  | SS | PACC | RSSSPACC | Optical Transport Network North A | OTN | NA | RSSSPACC-OTNNA | SEA |  | 03 | RSSSPACC-OTNNA-SEA-03
| RS |  | SS | PACC | RSSSPACC | Optical Transport Network North A | OTN | NA | RSSSPACC-OTNNA | SEA |  | 04 | RSSSPACC-OTNNA-SEA-04
| RS |  | SS | PACC | RSSSPACC | Optical Transport Network North A | OTN | NA | RSSSPACC-OTNNA | SEA |  | 05 | RSSSPACC-OTNNA-SEA-05
| RS |  | SS | PACC | RSSSPACC | Optical Transport Network North A | OTN | NA | RSSSPACC-OTNNA | SEA |  | 06 | RSSSPACC-OTNNA-SEA-06
| RS |  | SS | PACC | RSSSPACC | Optical Transport Network North A | OTN | NA | RSSSPACC-OTNNA | SEA |  | 07 | RSSSPACC-OTNNA-SEA-07
| RS |  | SS | PACC | RSSSPACC | Optical Transport Network North A | OTN | NA | RSSSPACC-OTNNA | SHORE |  | 01 | RSSSPACC-OTNNA-SHORE-01
| RS |  | SS | PACC | RSSSPACC | Optical Transport Network North A | OTN | NA | RSSSPACC-OTNNA | SHORE |  | 02 | RSSSPACC-OTNNA-SHORE-02
| RS |  | SS | PACC | RSSSPACC | Optical Transport Network North A | OTN | NA | RSSSPACC-OTNNA | SHORE |  | 03 | RSSSPACC-OTNNA-SHORE-03
| RS |  | SS | PACC | RSSSPACC | Optical Transport Network North A | OTN | NA | RSSSPACC-OTNNA | SHORE |  | 04 | RSSSPACC-OTNNA-SHORE-04
| RS |  | SS | PACC | RSSSPACC | Optical Transport Network North A | OTN | NA | RSSSPACC-OTNNA | SHORE |  | 05 | RSSSPACC-OTNNA-SHORE-05
| RS |  | SS | PACC | RSSSPACC | Optical Transport Network North A | OTN | NA | RSSSPACC-OTNNA | SHORE |  | 06 | RSSSPACC-OTNNA-SHORE-06
| RS |  | SS | PACC | RSSSPACC | Optical Transport Network North A | OTN | NA | RSSSPACC-OTNNA | SHORE |  | 07 | RSSSPACC-OTNNA-SHORE-07
| RS |  | SS | PACC | RSSSPACC | Optical Transport Network North B | OTN | NB | RSSSPACC-OTNNB | SEA |  | 01 | RSSSPACC-OTNNB-SEA-01
| RS |  | SS | PACC | RSSSPACC | Optical Transport Network North B | OTN | NB | RSSSPACC-OTNNB | SEA |  | 02 | RSSSPACC-OTNNB-SEA-02
| RS |  | SS | PACC | RSSSPACC | Optical Transport Network North B | OTN | NB | RSSSPACC-OTNNB | SEA |  | 03 | RSSSPACC-OTNNB-SEA-03
| RS |  | SS | PACC | RSSSPACC | Optical Transport Network North B | OTN | NB | RSSSPACC-OTNNB | SEA |  | 04 | RSSSPACC-OTNNB-SEA-04
| RS |  | SS | PACC | RSSSPACC | Optical Transport Network North B | OTN | NB | RSSSPACC-OTNNB | SEA |  | 05 | RSSSPACC-OTNNB-SEA-05
| RS |  | SS | PACC | RSSSPACC | Optical Transport Network North B | OTN | NB | RSSSPACC-OTNNB | SEA |  | 06 | RSSSPACC-OTNNB-SEA-06
| RS |  | SS | PACC | RSSSPACC | Optical Transport Network North B | OTN | NB | RSSSPACC-OTNNB | SEA |  | 07 | RSSSPACC-OTNNB-SEA-07
| RS |  | SS | PACC | RSSSPACC | Optical Transport Network North B | OTN | NB | RSSSPACC-OTNNB | SHORE |  | 01 | RSSSPACC-OTNNB-SHORE-01
| RS |  | SS | PACC | RSSSPACC | Optical Transport Network North B | OTN | NB | RSSSPACC-OTNNB | SHORE |  | 02 | RSSSPACC-OTNNB-SHORE-02
| RS |  | SS | PACC | RSSSPACC | Optical Transport Network North B | OTN | NB | RSSSPACC-OTNNB | SHORE |  | 03 | RSSSPACC-OTNNB-SHORE-03
| RS |  | SS | PACC | RSSSPACC | Optical Transport Network North B | OTN | NB | RSSSPACC-OTNNB | SHORE |  | 04 | RSSSPACC-OTNNB-SHORE-04
| RS |  | SS | PACC | RSSSPACC | Optical Transport Network North B | OTN | NB | RSSSPACC-OTNNB | SHORE |  | 05 | RSSSPACC-OTNNB-SHORE-05
| RS |  | SS | PACC | RSSSPACC | Optical Transport Network North B | OTN | NB | RSSSPACC-OTNNB | SHORE |  | 06 | RSSSPACC-OTNNB-SHORE-06
| RS |  | SS | PACC | RSSSPACC | Optical Transport Network North B | OTN | NB | RSSSPACC-OTNNB | SHORE |  | 07 | RSSSPACC-OTNNB-SHORE-07
| RS |  | SS | PACC | RSSSPACC | Optical Transport Network South A | OTN | SA | RSSSPACC-OTNSA | SEA |  | 01 | RSSSPACC-OTNSA-SEA-01
| RS |  | SS | PACC | RSSSPACC | Optical Transport Network South A | OTN | SA | RSSSPACC-OTNSA | SEA |  | 02 | RSSSPACC-OTNSA-SEA-02
| RS |  | SS | PACC | RSSSPACC | Optical Transport Network South A | OTN | SA | RSSSPACC-OTNSA | SEA |  | 03 | RSSSPACC-OTNSA-SEA-03
| RS |  | SS | PACC | RSSSPACC | Optical Transport Network South A | OTN | SA | RSSSPACC-OTNSA | SEA |  | 04 | RSSSPACC-OTNSA-SEA-04
| RS |  | SS | PACC | RSSSPACC | Optical Transport Network South A | OTN | SA | RSSSPACC-OTNSA | SEA |  | 05 | RSSSPACC-OTNSA-SEA-05
| RS |  | SS | PACC | RSSSPACC | Optical Transport Network South A | OTN | SA | RSSSPACC-OTNSA | SEA |  | 06 | RSSSPACC-OTNSA-SEA-06
| RS |  | SS | PACC | RSSSPACC | Optical Transport Network South A | OTN | SA | RSSSPACC-OTNSA | SEA |  | 07 | RSSSPACC-OTNSA-SEA-07
| RS |  | SS | PACC | RSSSPACC | Optical Transport Network South A | OTN | SA | RSSSPACC-OTNSA | SHORE |  | 01 | RSSSPACC-OTNSA-SHORE-01
| RS |  | SS | PACC | RSSSPACC | Optical Transport Network South A | OTN | SA | RSSSPACC-OTNSA | SHORE |  | 02 | RSSSPACC-OTNSA-SHORE-02
| RS |  | SS | PACC | RSSSPACC | Optical Transport Network South A | OTN | SA | RSSSPACC-OTNSA | SHORE |  | 03 | RSSSPACC-OTNSA-SHORE-03
| RS |  | SS | PACC | RSSSPACC | Optical Transport Network South A | OTN | SA | RSSSPACC-OTNSA | SHORE |  | 04 | RSSSPACC-OTNSA-SHORE-04
| RS |  | SS | PACC | RSSSPACC | Optical Transport Network South A | OTN | SA | RSSSPACC-OTNSA | SHORE |  | 05 | RSSSPACC-OTNSA-SHORE-05
| RS |  | SS | PACC | RSSSPACC | Optical Transport Network South A | OTN | SA | RSSSPACC-OTNSA | SHORE |  | 06 | RSSSPACC-OTNSA-SHORE-06
| RS |  | SS | PACC | RSSSPACC | Optical Transport Network South A | OTN | SA | RSSSPACC-OTNSA | SHORE |  | 07 | RSSSPACC-OTNSA-SHORE-07
| RS |  | SS | PACC | RSSSPACC | Optical Transport Network South B | OTN | SB | RSSSPACC-OTNSB | SEA |  | 01 | RSSSPACC-OTNSB-SEA-01
| RS |  | SS | PACC | RSSSPACC | Optical Transport Network South B | OTN | SB | RSSSPACC-OTNSB | SEA |  | 02 | RSSSPACC-OTNSB-SEA-02
| RS |  | SS | PACC | RSSSPACC | Optical Transport Network South B | OTN | SB | RSSSPACC-OTNSB | SEA |  | 03 | RSSSPACC-OTNSB-SEA-03
| RS |  | SS | PACC | RSSSPACC | Optical Transport Network South B | OTN | SB | RSSSPACC-OTNSB | SEA |  | 04 | RSSSPACC-OTNSB-SEA-04
| RS |  | SS | PACC | RSSSPACC | Optical Transport Network South B | OTN | SB | RSSSPACC-OTNSB | SEA |  | 05 | RSSSPACC-OTNSB-SEA-05
| RS |  | SS | PACC | RSSSPACC | Optical Transport Network South B | OTN | SB | RSSSPACC-OTNSB | SEA |  | 06 | RSSSPACC-OTNSB-SEA-06
| RS |  | SS | PACC | RSSSPACC | Optical Transport Network South B | OTN | SB | RSSSPACC-OTNSB | SEA |  | 07 | RSSSPACC-OTNSB-SEA-07
| RS |  | SS | PACC | RSSSPACC | Optical Transport Network South B | OTN | SB | RSSSPACC-OTNSB | SHORE |  | 01 | RSSSPACC-OTNSB-SHORE-01
| RS |  | SS | PACC | RSSSPACC | Optical Transport Network South B | OTN | SB | RSSSPACC-OTNSB | SHORE |  | 02 | RSSSPACC-OTNSB-SHORE-02
| RS |  | SS | PACC | RSSSPACC | Optical Transport Network South B | OTN | SB | RSSSPACC-OTNSB | SHORE |  | 03 | RSSSPACC-OTNSB-SHORE-03
| RS |  | SS | PACC | RSSSPACC | Optical Transport Network South B | OTN | SB | RSSSPACC-OTNSB | SHORE |  | 04 | RSSSPACC-OTNSB-SHORE-04
| RS |  | SS | PACC | RSSSPACC | Optical Transport Network South B | OTN | SB | RSSSPACC-OTNSB | SHORE |  | 05 | RSSSPACC-OTNSB-SHORE-05
| RS |  | SS | PACC | RSSSPACC | Optical Transport Network South B | OTN | SB | RSSSPACC-OTNSB | SHORE |  | 06 | RSSSPACC-OTNSB-SHORE-06
| RS |  | SS | PACC | RSSSPACC | Optical Transport Network South B | OTN | SB | RSSSPACC-OTNSB | SHORE |  | 07 | RSSSPACC-OTNSB-SHORE-07

## Sensors
Unique Name | Generic 5-char. Name | Instrument Series
attenuation_absorption_optical | OPTAA
camera_digital_still_strobe | CAMDS
camera_digital_video_HD | CAMHD
CTD_AUV | CTDAV
CTD_bottom_pumped | CTDBP
CTD_glider | CTDGV
CTD_mooring | CTDMO
CTD_profiler | CTDPF
DNA_particulate | PPSDN
flow_benthic | OTISF
Fluorometer_three_wavelength | FLORT
Fluorometer_two_wavelength | FLORD
flux_direct_cov_HP | FDCHP
flux_direct_cov_LP | FDCLP
Hydrophone_BB_passive | HYDBB
Hydrophone_LF_passive | HYDLF
IES_pressure_velocity | HPIES
mass_spectrometer | MASSP
Meteorology_bulk | METBK
Modem_acoustic | ACOMM
Motion Pack | MOPAK
nutrient_four_channel | NUTR4
nutrient_Nitrate | NUTNR
oxygen_dissolved_fastresp | DOFST
oxygen_dissolved_stable | DOSTA
PAR | PARAD
pCO2_air-sea | PCO2A
pCO2_water | PCO2W
pH_stable | PHSEN
plankton_ZP_sonar_coastal | ZPLSC
plankton_ZP_sonar_global | ZPLSG
pressure_bottom_tilt | BOTPT
pressure_SF | PRESF
pressure_SF_tidal | PREST
Seismometer_BB_triaxial_accel | OBSBB
Seismometer_BB_triaxial_keck | OBSBK
Seismometer_shortperiod | OBSSP
Seismometer_shortperiod_keck | OBSSK
spectral_irradiance | SPKIR
Temp_H2_H2S_pH | THSPH
Temp_resist | TRHPH
Temperature_seafloor | TMPSF
Velocity_point | VELPT
Velocity_point_3D_turb | VEL3D
Velocity_profile_short_range | ADCPT
Velocity_profile_50m_turb | VADCP
Velocity_profile_long_range | ADCPS
Velocity_profile_mobile_asset | ADCPA
watersample_chem_trace | OSMOI
watersample_chem_trace_H2_pH | RASFL
wave_spectra_surface | WAVSS
plankton_ZP_sonar_coastal | ZPLSC

## 3102-00008 Rev History
CGSN Reference Designator Spreadsheet, 3102-00008
Site Numbers, Site Codes, and Node Names
By | Date | Description | Rev
D. Peters | 2008-06-27 | Original | 1-0
D. Peters | 2008-07-01 | Fixed Site No. errors | 1-4
D. Peters | 2008-07-02 | Included Obs. Code Letter | 2-0
D. Peters | 2008-07-04 | Added PAPA Surf Mor Code | 3-0
S. White | 2009-10-22 | Revised Codes based on approved profiler and operations and management center terminology | 4-0
S. White | 2009-11-09 | Removed Field tab, Sensor datat in the Array tabs and Sensor Data tab (renamed Sensor tab) | 5-0
S. White | 2009-12-28 | Added Plankton Sonar sensors to P3 and P4 MFNs; PMUO ADCP changed to 600 m; PMCO ADCP changed to 300 m; Endurance OR 500 Hybrid Profiler terminology changed to RSN terms;Global near surface sensors designated as FI instead of SB. (ECR 1303-00049)
S. White | 2010-01-05 | Add velocity_profile_dual_50m to Sensor list with ADCPA as 5 letter code. Made instrument names standard according the the Sensors tab (e.g., CTD_mooring_IM to CTD_mooring on global surface moorings). (ECR 1303-00049) | 6-0
S. White | 2010-03-29 | Add PAR to Pioneer AUVs and Gliders (ECRs 1303-00063, 1303-00065). | 7-0
S. White | 2010-04-20 | Corrected Pioneer Site Code on line 18; Corrected DO sensor type on P3 and P4 Surface Moorings; Corrected ADCP type on P4 MFN; MFNs included in Surface Moorings on Endurance; Pioneer sensor frame depth changed to 5 m; Sensor list updated. | 7-1
S. White | 2010-05-01 | Changed velocity_profile_dual_50m to veloctity_profile_50m for consistency with Sensor Application | 7-2
S. White | 2010-05-03 | Corrected formulas in column Q, Endurance tab. | 7-3
S. White | 2010-05-19 | Changed Site Number and Site Name to Site Prefix and Site Suffix (as per change to the B-2 table in ECR 1300-00075). | 7-4
S. White | 2010-05-23 | Changed all Profiler velocity instruments to VEL3D. Approve all previous changes to Version 7-0 into Version 8-0 (ECR 1303-00072). | 8-0
S. White | 2010-07-09 | Moved ZPLG from SP to MP on Global Hybrid Profiler Moorings (ECR 1303-00090). | 9-0
S. White | 2010-07-13 | Changed "Velocity_profile_50m" to "Velocity_profile_mobile_asset" in Sensors tab; change Pioneer and Endurance glider velocity instruments from "Velocity_point" to "Velocity_profile_mobile_asset" (ECR 1303-00087). | 10-0
S. White | 2011-01-24 | Removed "Engineering Codes"; Corrected depth of instruments on Pioneer Surface Mooring breakouts (from 7 to 5 m) and MFNs (130, 210, 520 m); Changed Platform Node code (from PF to PL) and corrected existing entries; Changed codes for items on cabled infrastructure; added Column for Instrument Sequence Number. (ECR 1303-00209) | 11-0
S. White | 2011-02-16 | All breakout instrument locations changed to "Near Surface Instrument Frame", per comment to ECR 1303-000209) | 11-1
S. White | 2011-03-28 | Updates per ECRs 1303-00245 (Changing CTDMO to CTDBP on Pioneer Surface Moorings), and 1303-00247 (Adding VELPT to Global Near Surface Instrument Frames) | 11-2
S. White | 2011-05-20 | Correct Profiler terminology in Global tabs, Consistent terminology for Profiler Moorings profilers and frames, Correct Node Codes and Port#s for ADCPs on Profiler Moorings (PL to FI); Add missing ACOMMs on Endurance Shelf SPP Moorings. (ECR 1303-00330) | 11-3
S. White | 2011-06-21 | Updates to Endurance OR Offshore Hybrid Profiler Mooring instruments per RSN ECR 1300-00177. | 11-4
S. White | 2011-11-04 | Remove WAVSS instruments from Endurance Inshore Surface Moorings per ECR 1303-00475. | 11-5
S. White, K. McMonagle | 2012-02-10 | Remove ACOMM from OR Shelf CSPP; add Instrument Series for selected instruments; change ADCPS from "Velocity_profile_600m" to "Velocity_profile_long_range" and ADCPT from "Velocity_profile_300m" to "Velocity_profile_short_range" as per the Instrument Application; change FI Node Code to RI, updated instrument location descriptions. (ECR 1303-00557) | 11-6
S. White | 2012-05-11 | Change Node Code from FJ for PC for instruments on Endurance Profiler Mooring platform (ECR 1304-00209) | 11-7
J. Fram | 2012-05-17 | Updates per ECR 1303-00654 to remove DCLs from the BEP: ZPLSC connected to LV-Node, all other BEP instruments connected to LV J-Box; PRESF removed; DOSTA consolodated with CTDBP (same port). | 11-8
S. White | 2012-06-20 | Change CTDMO Series F to CTDBP Series F. (ECR 1303-00727) | 11-9
S. White | 2012-06-29 | Added/corrected Instrument Series letters for CTD, NUTNR, PCO2A, PCO2W, PHSEN, PRESF, ADCP, VEL3D, VELPT, and for AUVs and Gliders; ACOMMs removed from CP MFNs; correct BEP port numbers (ECR 1303-00753). Changed AUV NUTR4 to NUTNR (ECR 1303-00511). | 11-10
S. White | 2012-08-06 | 2nd WFP (with instruments) added to HYPMs at Global Argentine, Southern Ocean and Station Papa per ECR 1303-00796. Corrected depth ranges for WFPs on Global Hybrid Profiler Moorings. | 12-00
S. White | 2012-08-28 | Corrected Series for CAMDS,and added Series for DOSTA. Reference Designators for instruments/platforms on RSN cable updated for consistency with RSN documentation. (ECR 1300-00278) | 12-01
S. White | 2012-10-23 | Update Series letters for VELPT, OPTAA, and FLORD/T; change fixed FLORD on Global Surface and Flanking Moorings to FLORT. (ECRs 1300-00293, 1300-00294) | 12-02
S. White | 2012-10-24 | Reduction of METBK on Endurance (ECR 1303-00794); addition of PHSEN to Coastal MFNs/BEP (ECR 1300-00292) | 12-03
S. White | 2012-12-05 | VEL3D on Endurance Hybrid Profiler Mooring Shallow Profiler changed to VELPT (ECR 1304-00256) -- CE04OSHY-SF01B-02-VELPTA106 | 12-04
S. White | 2012-12-19 | FDCHP/LP updates per ECR 1300-00318 | 12-05
S. White | 2013-02-25 | Update Series Letters for consistency with SAF, and updated DCL and DCL channel #s (ECR 1303-00922), updates per ECR 1303-00928, updates to EA Hybrid profiler mooring ports for consistency with RSN. | 13-00
S. White | 2013-10-14 | 3rd AUV removed from Pioneer Array per ECR 1303-01029. | 13-01
J. Fram |  | Updates to CSPP instruments per ECR 1303-01139 | 13-02
J. Fram | 2013-12-06 | PHSEN added to CE04OSHY Shallow Profiler per ECR 1303-01091 | 13-03
S. Parks | 2014-01-28 | Add ZPLSC-C to Endurance WA Offshore Surface Mooring per ECR 1303-01223 | 13-03
S. White | 2014-05-15 | Implementation of GSPP Plan B per ECR 1300-00419 | 14-00
S. White | 2015-03-06 | Added instrument sequence #s for Flanking Moorings; Corrected FLORD to FLORT for GPGs; updated corrected location descriptions/depths; filled in cells with missing information; updated RefDes for OSHY to OSPS and OSPD; Updated terminology for consitency with approved OOI Vocabulary per ECR 1303-01480. Updated SUMO inductive instrument sequence numbers (lien) | 14-01

## 4115-69744 Rev History
RSN Reference Designator Spreadsheet, 4115-69744
Site Numbers, Site Codes, and Node Names
By | Date | Description | Rev
C. McGuire | 2015-03-19 | Original | 1-00
C. McGuire | 2015-03-24 | Corrections to ensure compliance with Functional Block Diagrams | 1-01
C. McGuire | 2015-03-27 | Added the word Cabled as a discriptor | 1-02

## 1100-00005 Rev History
Version | Date | Description | Originator | ECR Number
1-02 | 2014-10-28 | Initial Baseline of OOI Marine Infrastructure Vocabulary | S. Gaul | 1300-00453